{"text_format":"1","workbook":"xlsx","n_sheets":38,"sheets":["目次","表２－１","表２－３","表２－５","図１－１","図２－３","図２－４","表２－６","図２－５","図２－６","表２－７","図２－７","図２－８","図２－９","図３－１","図３－２","図３－３","図３－４","図３－５","図４－２","図４－３","図４－４","図４－５","図５－１・２","図５－３・４","図６－１・２","図６－３・４","図６－５・６","図６－７","図６－８・９","図６－１０・１１","図６－１２・１３","図６－１４","図６－１５・１６","図６－１７","表（別）１－１～６","表（別）１－７～１２","表（別）２－１～５"],"not_rendered":{"charts":2,"images":35,"macros":1,"external_links":4,"defined_names":76,"comments":0,"pivot_tables":0},"unopened":[],"bounds":{"document_bytes":16777216,"sheet_cells":100000,"rows_first":2000,"rows_last":500,"rows_between":2000,"halvings":0,"cell_chars":16384,"cell_head_chars":4096},"cells_cut":0,"cells_raw":0,"read":"whole","date_system":"1900"}

{"sheet":"目次","index":0,"n_rows":40,"n_cols":4,"rows_kept":40,"cut":false,"hidden":false,"merged":[]}
[]
[null,null,"目次","図の概要"]
[null,null,"表２－１","年間ＥＵＥの算定結果"]
[null,null,"表２－３","２０２２年度 沖縄エリアにおける補完的確認の予備率見通し（送電端）"]
[null,null,"表２－５","２０２３年度 沖縄エリアにおける補完的確認の予備率見通し（送電端）"]
[null,null,"図１－１","最大３日平均電力の実績と今後の見通し"]
[null,null,"図２－３","２０２２年度供給計画（第１年度）の各月補修量"]
[null,null,"図２－４","２０２２供計（第1年度）と２０２１供計（第２年度）の各月補修量の増減"]
[null,null,"表２－６","２０２２年度中に休廃止となる火力電源 "]
[null,null,"図２－５","小売事業者の未確保分と発電事業者の発電余力"]
[null,null,"図２－６","第１年度（２０２２年度）における電力量（ｋＷｈ）バランス"]
[null,null,"表２－７","２０２２年度供給計画の送配電想定需要と想定需要を下回る量及び率"]
[null,null,"図２－７","小売事業者の未確保分と発電事業者の発電余力"]
[null,null,"図２－８","電源別供給力の推移"]
[null,null,"図２－９","休止電源の状況"]
[null,null,"図３－１","設備容量（全国合計）"]
[null,null,"図３－２","エリア別の電源種別の設備容量比率（２０２１年度末）"]
[null,null,"図３－３","エリア別太陽光・風力設備容量の推移"]
[null,null,"図３－４","２０２１年度のエリア別発電電力量（送電端）の比率"]
[null,null,"図３－５","設備利用率の推移（全国合計）"]
[null,null,"図４－２","鉄塔の物量分布（66kV～500kV）"]
[null,null,"図４－３","架空線回線延長の物量分布（66kV～500kV）"]
[null,null,"図４－４","地中線の物量分布（66kV～500kV）"]
[null,null,"図４－５","変圧器の物量分布（66kV(一部22kV)～500kV）"]
[null,null,"図４－６","送電線工事の高所作業員数年度推移"]
[null,null,"図５－１・２","エリア外調達電力/エリア外調達電力比率"]
[null,null,"図５－３・４","エリア外調達電力量/エリア外調達電力量比率"]
[null,null,"図６－１・２","需要電力別の小売電気事業者数/各規模別の需要電力（積算）"]
[null,null,"図６－３・４","需要電力量別の小売電気事業者数/各規模別の需要電力量（積算）"]
[null,null,"図６－５・６","事業エリア数毎の小売電気事業者比率/事業エリア数毎の小売電気事業者数"]
[null,null,"図６－７","各エリアで事業を展開する小売電気事業者数及びエリア需要"]
[null,null,"図６－８・９","旧一般電気事業者（小売・発電）の自エリア供給力比率 （８月１５時、送電端）/小売電気事業者（旧一電・他エリア、その他新電力）の確保済供給力比率（８月１５時、送電端）"]
[null,null,"図６－１０・１１","供給電力別の発電事業者数/各規模別の供給電力（積算）"]
[null,null,"図６－１２・１３","供給電力量別の発電事業者数/各規模別の供給電力量（積算）"]
[null,null,"図６－１４","発電種別毎の発電事業者数"]
[null,null,"図６－１５・１６","事業エリア数毎の発電事業者比率/事業エリア数毎の発電事業者数"]
[null,null,"図６－１７","各エリアで事業を展開する発電事業者数及び供給力"]
[null,null,"表（別）１－１～６","２０２２年度詳細データ"]
[null,null,"表（別）１－７～１２","２０２３年度詳細データ"]
[null,null,"表（別）２－１～５","長期詳細データ"]

{"sheet":"表２－１","index":1,"n_rows":15,"n_cols":12,"rows_kept":15,"cut":false,"hidden":false,"merged":[]}
[]
[null,"年間ＥＵＥの算定結果"]
[null,null,null,null,null,null,null,null,null,null,null,"（kWh/kW・年）"]
[null,null,2022,2023,2024,2025,2026,2027,2028,2029,2030,2031]
[null,"北海道",2.6174227217984748E-4,6.5335206744279398E-3,2.5392196299275942E-4,7.3026950925181018E-4,6.7906275140788418E-4,5.7755430410297661E-4,2.0459492140266025E-4,4.3127771060056432E-4,8.0612656187021372E-8,0]
[null,"東北",7.4287253378675505E-3,1.2278420534231069E-3,4.6611205307777364E-3,2.2138021353577059E-3,1.1877136656856626E-3,7.1273310458003876E-4,6.5983842830724085E-4,5.4447344077853896E-4,3.3967932846186357E-4,4.5405638861316741E-4]
[null,"東京",3.8427927307899776E-2,1.0950827255600528E-2,4.2366572745423672E-2,7.9312596852187216E-3,2.8269656834357662E-3,1.865920607318487E-3,6.6320802380194987E-4,5.4657526549418446E-4,3.4108096961061847E-4,4.5474184043092281E-4]
[null,"中部",3.4735935613682089E-3,1.128756038647343E-3,2.0411313131313131E-4,1.8982562854825628E-3,5.1209605209605216E-4,2.4748774509803921E-4,2.549610496104961E-4,1.6818930041152263E-4,1.2408095828170178E-4,6.2171227197346595E-4]
[null,"北陸",3.9532289628180033E-4,8.8011695906432748E-5,1.4511718750000001E-4,9.0281249999999997E-4,1.8244140625000001E-4,1.687279843444227E-4,9.4911937377690795E-5,6.859099804305283E-5,1.5107632093933465E-5,2.9529411764705884E-5]
[null,"関西",3.5285505658999637E-4,0,4.7608217168011739E-5,9.0188970588235301E-4,1.4295681063122923E-4,8.5692592592592583E-5,5.9049034175334319E-5,3.3253820350354082E-5,1.5775700934579439E-5,3.0892723180795198E-5]
[null,"中国",2.026971411069955E-4,0,4.7326662381395529E-5,8.9766820710394588E-4,1.4238018723600781E-4,8.5456332382640877E-5,5.895748499527182E-5,3.3241532589264143E-5,1.5783463652550901E-5,3.085689919175082E-5]
[null,"四国",1.037651821862348E-4,0,4.2617586912065438E-5,7.8226337448559667E-4,1.3227743271221532E-4,7.3555093555093559E-5,5.767782426778243E-5,3.3221052631578945E-5,1.6088794926004229E-5,2.982978723404255E-5]
[null,"九州",9.5274001566119054E-4,8.8822923711998059E-4,0.21016077057862745,0.12967219562843627,0.11946871185181254,0.11302558157014793,0.10672913881006606,9.6433644892307227E-2,3.0884783649237312E-2,2.6639720822503578E-2]
[null,"9エリア計",1.4247613875846242E-2,4.2381932817529434E-3,3.4591989975964889E-2,1.5719970396169243E-2,1.2518800613954063E-2,1.148226014703229E-2,1.0452710736926678E-2,9.4125164607215314E-3,3.0909992958156676E-3,2.8175490399917221E-3]
[null,"沖縄",2.6538635101360734E-2,2.1096551946170442E-2,0.35436730410215295,0.79300346311334668,0.66239492277554568,0.86032963977862487,0.28227501896127721,0.91698392632639847,0.3110291964718146,0.30363687656161303]

{"sheet":"表２－３","index":2,"n_rows":4,"n_cols":14,"rows_kept":4,"cut":false,"hidden":false,"merged":[]}
[]
[null,"２０２２年度 沖縄エリアにおける補完的確認の予備率見通し（送電端）"]
[null,null,"4月","5月","6月","7月","8月","9月","10月","11月","12月","1月","2月","3月"]
[null,"沖縄",0.33343507751937984,0.11150327332242231,7.3970174485959217E-2,0.14494827626097473,0.19646036916395249,0.11008042188529991,0.3054962178517398,0.33914798598949214,0.42964133738601828,0.27578256611165508,0.30623908730158717,0.54158422174840093]

{"sheet":"表２－５","index":3,"n_rows":4,"n_cols":14,"rows_kept":4,"cut":false,"hidden":false,"merged":[]}
[]
[null,"２０２３年度 沖縄エリアにおける補完的確認の予備率見通し（送電端）"]
[null,null,"4月","5月","6月","7月","8月","9月","10月","11月","12月","1月","2月","3月"]
[null,"沖縄",0.36279330143540661,0.34915751211631652,0.1964407456724365,0.18470571960799329,0.16663719185423356,0.11836783854166644,0.14128304705003725,0.26545721694036284,0.33638600000000018,0.34113733075435193,0.38971135029354215,0.46854947368421063]

{"sheet":"図１－１","index":4,"n_rows":5,"n_cols":25,"rows_kept":5,"cut":false,"hidden":false,"merged":[]}
[null,null,null,null,null,null,null,null,null,null,null,null,null,null,null,null,null,null,null,null,null,null,"[万kW]"]
["年度",2010,2011,2012,2013,2014,2015,2016,2017,2018,2019,2020,2021,2022,2023,2024,2025,2026,2027,2028,2029,2030,2031,"平均増減率(%) "]
["実績",17375.599999999999,15611.8,15652.2,15772.4,15690,15633.5,15576,15692.5,15970.1,15873.8,15915.8,16229.6,{"$error":"#N/A"},{"$error":"#N/A"},{"$error":"#N/A"},{"$error":"#N/A"},{"$error":"#N/A"},{"$error":"#N/A"},{"$error":"#N/A"},{"$error":"#N/A"},{"$error":"#N/A"},{"$error":"#N/A"},"－"]
["2021年度想定",{"$error":"#N/A"},{"$error":"#N/A"},{"$error":"#N/A"},{"$error":"#N/A"},{"$error":"#N/A"},{"$error":"#N/A"},{"$error":"#N/A"},{"$error":"#N/A"},{"$error":"#N/A"},{"$error":"#N/A"},15915.8,15903.1,15952.8,15935.7,15906.6,15872.1,15836.6,15802.2,15766.6,15731.1,15694.6,{"$error":"#N/A"},-0.1398583306391572,"2020～2030"]
["2022年度想定",{"$error":"#N/A"},{"$error":"#N/A"},{"$error":"#N/A"},{"$error":"#N/A"},{"$error":"#N/A"},{"$error":"#N/A"},{"$error":"#N/A"},{"$error":"#N/A"},{"$error":"#N/A"},{"$error":"#N/A"},{"$error":"#N/A"},16229.6,16050.5,16027.5,15994.9,15962.3,15925.7,15891.1,15856.5,15816.9,15782.3,15745.8,-0.30217325943452522,"2021～2031"]

{"sheet":"図２－３","index":5,"n_rows":4,"n_cols":15,"rows_kept":4,"cut":false,"hidden":false,"merged":[]}
[null,null,null,null,null,null,null,null,null,null,null,null,null,null,"（万kW）"]
[null,null,null,"４月","５月","６月","７月","８月","９月","１０月","１１月","１２月","１月","２月","３月"]
[null,null,"水力",420.94000000000005,372.13,310.21999999999997,155.6,176.2,275.3,731.78000000000009,685.72,435.21999999999997,241,190.25,374.47]
[null,null,"火力",2743.7200000000007,3049.3300000000004,1929.4699999999998,236.57999999999998,387.98,663.1,2233.7367741935486,2322.34,1038.5700000000002,454.55999999999995,486.74999999999994,1157.42]

{"sheet":"図２－４","index":6,"n_rows":5,"n_cols":15,"rows_kept":5,"cut":false,"hidden":false,"merged":[]}
[null,null,null,null,null,null,null,null,null,null,null,null,null,null,"（万kW）"]
[null,null,null,"４月","５月","６月","７月","８月","９月","１０月","１１月","１２月","１月","２月","３月"]
[null,null,"水力",38.730000000000075,-8.0400000000000773,-125.91000000000003,-146.6,-121.60000000000002,-112.39999999999998,-21.3599999999999,-41.589999999999918,3.5099999999999909,-42.169999999999959,-94.990000000000009,-17.17999999999995]
[null,null,"火力",384.95000000000073,787.46000000000049,558.73333333333312,-119.2700000000001,103.06,-134.82999999999993,369.71870967741938,545.45000000000027,110.97000000000014,-125.59000000000003,-50.740000000000066,9.1000000000001364]
[null,null,"合計",423.6800000000008,779.42000000000041,432.8233333333331,-265.87000000000012,-18.54000000000002,-247.2299999999999,348.35870967741948,503.86000000000035,114.48000000000013,-167.76,-145.73000000000008,-8.0799999999998136]

{"sheet":"表２－６","index":7,"n_rows":8,"n_cols":5,"rows_kept":8,"cut":false,"hidden":false,"merged":[]}
[]
[null,"２０２２年度中に休廃止となる火力電源 "]
[null,null,null,null,"（万kW）"]
[null,"燃種","新規計上分","従来から計上分","合計"]
[null,"ＬＮＧ","－",311,311]
[null,"石油","－",60,60]
[null,"石炭",14,36,50]
[null,"合計",14,407,421]

{"sheet":"図２－５","index":8,"n_rows":5,"n_cols":14,"rows_kept":5,"cut":false,"hidden":false,"merged":[]}
[]
[null,null,null,null,null,null,null,null,null,null,null,null,null,"（万kW）"]
[null,null,"4月","5月","6月","7月","8月","9月","10月","11月","12月","1月","2月","3月"]
[null,"未確保分",575.90324116998454,75.026814962990102,310.742494291002,947.06820374018025,1218.6728401301352,227.63989385249442,456.8229451579391,949.11399572187293,742.54703263505871,1026.2709298962618,936.03327638808514,299.77823527062174]
[null,"発電余力",1195.42,1261.01,1453.96,1362.6100000000001,1173.1600000000001,1400.1299999999999,1394.95,1272.6500000000001,1324.56,1190.3200000000002,1144.75,1633.5]

{"sheet":"図２－６","index":9,"n_rows":7,"n_cols":14,"rows_kept":7,"cut":false,"hidden":false,"merged":[]}
[]
[]
[]
[null,null,null,null,null,null,null,null,null,null,null,null,null,"（億kWh）"]
[null,null,"4月","5月","6月","7月","8月","9月","10月","11月","12月","1月","2月","3月"]
[null,"送配電想定需要",652,633,669,770,792,696,662,681,795,838,761,746]
[null,"計画電力量",650,643,670,761,786,702,656,660,795,831,748,722]

{"sheet":"表２－７","index":10,"n_rows":7,"n_cols":15,"rows_kept":7,"cut":false,"hidden":false,"merged":[]}
[]
[null,"２０２２年度供給計画の送配電想定需要と想定需要を下回る量及び率"]
[null,null,null,null,null,null,null,null,null,null,null,null,null,null,"（億kWh）"]
[null,null,"4月","5月","6月","7月","8月","9月","10月","11月","12月","1月","2月","3月","年度計"]
[null,"送配電想定需要",652,633,669,770,792,696,662,681,795,838,761,746,8695]
[null,"想定需要を下回る量",-2,10,1,-9,-6,6,-6,-21,0,-7,-13,-24,-71]
[null,"想定需要を下回る率",-3.0674846625766872E-3,1.579778830963665E-2,1.4947683109118087E-3,-1.1688311688311689E-2,-7.575757575757576E-3,8.6206896551724137E-3,-9.0634441087613302E-3,-3.0837004405286344E-2,0,-8.3532219570405727E-3,-1.7082785808147174E-2,-3.2171581769436998E-2,-8.16561242093157E-3]

{"sheet":"図２－７","index":11,"n_rows":5,"n_cols":14,"rows_kept":5,"cut":false,"hidden":false,"merged":[]}
[]
[null,"全国（９エリア）",null,null,null,null,null,null,null,null,null,null,null,"（億kWh）"]
[null,null,"4月","5月","6月","7月","8月","9月","10月","11月","12月","1月","2月","3月"]
[null,"未確保分",32.718375036850489,27.565950210015671,30.472247655721276,40.936811502270984,52.332841556993571,32.639873203537263,42.890791560643606,51.100385563764462,29.782929547492131,38.217082697823798,42.934755507477689,54.964898554582419]
[null,"発電余力",58.275999999999982,65.201999999999998,63.446999999999996,65.670999999999992,71.879000000000019,71.454999999999998,65.046999999999983,62.304999999999993,67.301000000000016,64.281000000000006,61.670999999999999,69.475999999999999]

{"sheet":"図２－８","index":12,"n_rows":7,"n_cols":13,"rows_kept":7,"cut":false,"hidden":false,"merged":[]}
[]
[null,"電源別供給力の推移",null,null,null,null,null,null,null,null,null,null,"[万kW]"]
[null,null,2021,2022,2023,2024,2025,2026,2027,2028,2029,2030,2031]
[null,"火力",12109.827699999993,11271.647499999994,11750.744799999997,12473.980599999994,12291.1036,12371.416499999998,12388.937259999995,12309.123031999998,12316.256098400003,12384.690018079995,12311.862081695994]
[null,"水力",3573.4100000000008,3688.3200000000006,3752.3700000000003,3581.44,3684.4300000000003,3757.1800000000012,3753.3200000000006,3777.6200000000003,3783.5299999999997,3787.8500000000008,3787.8500000000008]
[null,"原子力",864.6,654.1,953.3,843.4,656.6,681.6,681.6,681.6,681.6,681.6,681.6]
[null,"新エネルギー等",1884.4923000000022,1922.6715000000027,2049.6642000000029,1407.3814000000016,1459.9904000000015,1501.2343000000012,1539.6461000000015,1555.6098000000013,1583.0745000000018,1610.338300000001,1653.4659000000011]

{"sheet":"図２－９","index":13,"n_rows":6,"n_cols":12,"rows_kept":6,"cut":false,"hidden":false,"merged":[]}
[]
[null,"休止電源の状況",null,null,null,null,null,null,null,null,null,"[万kW]"]
[null,null,2022,2023,2024,2025,2026,2027,2028,2029,2030,2031]
[null,"休止１年以内",420.5,100,66,215.4,50,115,0,0,0,140]
[null,"休止１年～３年以内",284.77,611.27,109.7,66,281.39999999999998,195.4,165,115,0,0]
[null,"休止３年超過",388.80000000000018,482.80000000000018,623.56999999999994,733.2700000000001,613.2700000000001,663.87000000000012,809.2700000000001,859.2700000000001,974.2700000000001,974.27]

{"sheet":"図３－１","index":14,"n_rows":19,"n_cols":7,"rows_kept":19,"cut":false,"hidden":false,"merged":[[18,1,18,2],[3,1,3,2],[4,1,4,2],[8,1,8,2],[9,1,9,2],[17,1,17,2]]}
[]
[]
[null,null,null,null,null,null,"（万kW）"]
[null,"種類",null,2021,2022,2026,2031]
[null,"火力",null,"15,529","15,549","15,353","15,408"]
[null,null,"石炭","4,836","5,079","5,234","5,233"]
[null,null,"ＬＮＧ","7,804","7,814","8,244","8,301"]
[null,null,"石油他","2,888","2,657","1,875","1,874"]
[null,"原子力",null,"3,308","3,308","3,308","3,308"]
[null,"新エネルギー等",null,12552,13109,14907,16533]
[null,null,"一般水力","2,175","2,184","2,191","2,199"]
[null,null,"揚水","2,747","2,747","2,747","2,747"]
[null,null,"風力","469","531","1,026","1,575"]
[null,null,"太陽光","6,541","6,940","8,165","9,238"]
[null,null,"地熱","54","49","54","55"]
[null,null,"バイオマス","480","575","656","650"]
[null,null,"廃棄物","85","82","68","69"]
[null,"その他",null,"79","97","98","98"]
[null,"合計",null,"31,469","32,063","33,666","35,348"]

{"sheet":"図３－２","index":15,"n_rows":15,"n_cols":13,"rows_kept":15,"cut":false,"hidden":false,"merged":[]}
[]
[]
[null,"２０２１年度末のエリア別設備容量（ｋＷ）の比率",null,null,null,null,null,null,null,null,null,null,"[%]"]
[null,null,null,"北海道","東北","東京","中部","北陸","関西","中国","四国","九州","沖縄"]
[null,"水力発電所","一般水力",9.7133770685673651E-2,9.5545103740473702E-2,4.2475673095254157E-2,6.7855098325504903E-2,0.24129024852206851,8.8658086177951873E-2,4.4571858085037157E-2,7.0192085547377811E-2,5.3242832079177911E-2,5.8719589353889001E-4]
[null,null,"揚水",6.3924824406497965E-2,1.3681876430616758E-2,0.12009438762076834,9.3376538422864822E-2,1.0522489429681071E-2,0.1148517067711248,9.7301855747592689E-2,5.6619030331034027E-2,6.7030770037828674E-2,""]
[null,"火力発電所","石炭",0.2103765971217848,0.2404752662162212,8.8889221888602848E-2,9.8292963061823752E-2,0.2807017543859649,0.10259653049804142,0.21771232933217846,0.32340176243440377,0.21332105407343077,0.35484564703122246]
[null,null,"ＬＮＧ",5.3968533005185906E-2,0.23048927328893989,0.33728456718612665,0.3697266800078513,8.8455872505691702E-2,0.24943704532736427,0.11568058591941778,6.3038384105085984E-2,0.12565646438917483,0.18101274100481282]
[null,null,"石油",0.16517375566333992,2.1683701130947163E-2,9.5106757634900743E-2,3.1095164507381121E-2,7.3198262832654154E-2,9.3965304980414097E-2,9.1966982450833498E-2,9.5638469916498894E-2,2.650046921539027E-2,0.29477099023070524]
[null,null,"石油他",0.16637234612096177,2.4852447403838924E-2,0.12086114488833762,4.1909522227223023E-2,7.3198262832654154E-2,0.10183324006715165,0.1398112628158415,0.12761972342321529,4.5534293524827622E-2,0.29477099023070524]
[null,"原子力",null,0.1654054831518135,8.1439740658433082E-2,9.5968328973191006E-2,8.0319367295006439E-2,0.16702060494748319,0.1732064913262451,3.7582440750365521E-2,7.3434766823987585E-2,0.12065538606809162,""]
[null,"新エネルギー等","風力",3.9433626055758439E-2,5.1205995068939199E-2,4.253016332778429E-3,8.4814958037722089E-3,1.6275158164338003E-2,5.311695579182988E-3,1.6178782420584181E-2,2.2286214066470841E-2,1.8278999551185282E-2,5.4731565217596466E-3]
[null,null,"太陽光",0.17037563824941868,0.22116072117715571,0.17524674400985432,0.22617008167504818,0.11076282039029797,0.15453385562395072,0.28680902161906996,0.24286280075250011,0.31870216771681542,0.14295600339910755]
[null,null,"その他\n新エネ",2.682445444157671E-2,3.7151625110331231E-2,1.2311400965568509E-2,1.2322150100082686E-2,1.2607855516654229E-2,9.5198656966983767E-3,4.1629427967752451E-2,1.9505594244034453E-2,3.1906646538006456E-2,2.0359719844861623E-2]
[null,"その他",null,6.1847267613286787E-3,3.9979509050503516E-3,2.4589823123929737E-3,1.6565730716636663E-3,"",5.1482932288752097E-5,2.7224353421606241E-3,1.0396382718901615E-3,5.6713860214615049E-3,""]

{"sheet":"図３－３","index":16,"n_rows":28,"n_cols":6,"rows_kept":28,"cut":false,"hidden":false,"merged":[]}
[]
[]
["エリア別太陽光・風力設備容量の推移",null,null,null,null,"[万kW]"]
["風力",null,2021,2022,2026,2031]
[null,"北海道",49.35,70.429999999999993,171.35,240.20999999999998]
[null,"東北",172.90880999999999,206.25749999999999,304.92062499999969,438.79999999999984]
[null,"東京",41.260000000000005,41.260000000000005,41.65,29.73]
[null,"中部",38.200000000000003,38.790000000000006,38.39,60.83]
[null,"北陸",17.03,19.68,70.08,175.47]
[null,"関西",23.73,21.98,21.85,21.85]
[null,"中国",35.299999999999997,35.299999999999997,99.66,145.44999999999999]
[null,"四国",27.01,27.04,73.33,78.64]
[null,"九州",62.720000000000006,69.010000000000005,203.78,382.75]
[null,"沖縄",1.6236999999999999,1.6236999999999999,1.2437,1.5737000000000001]
[]
[]
[null,null,null,null,null,"[万kW]"]
["太陽光",null,2021,2022,2026,2031]
[null,"北海道",213.21999999999997,219.28000000000003,235.9,252.38000000000002]
[null,"東北",746.8,826.4,1152.6214200000024,1563.6571200000064]
[null,"東京",1700.1299999999999,1772.0900000000001,1975.42,2090.13]
[null,"中部",1018.6525254359343,1062.558109613522,1154.7543073167096,1187.796452058672]
[null,"北陸",115.9,128.27000000000001,139.91999999999999,152.29000000000002]
[null,"関西",690.37999999999988,732.91000000000008,903,1115.6300000000001]
[null,"中国",625.78,671.95,807.36,916.45]
[null,"四国",294.34000000000003,312.84000000000003,358.43,403.61]
[null,"九州",1093.55,1169.95,1389.5,1503.5099999999998]
[null,"沖縄",42.410199999999996,43.630099999999999,47.838300000000004,52.514499999999998]

{"sheet":"図３－４","index":17,"n_rows":14,"n_cols":13,"rows_kept":14,"cut":false,"hidden":false,"merged":[]}
[]
[]
[null,"２０２１年度のエリア別発電電力量（送電端）の比率",null,null,null,null,null,null,null,null,null,null,"[%]"]
[null,null,null,"北海道","東北","東京","中部","北陸","関西","中国","四国","九州","沖縄"]
[null,"水力発電所","一般水力",0.15188668607218006,0.10479188567128779,5.6567809145596254E-2,9.6521168037401808E-2,0.23385734793467672,0.10694269980951947,6.426058364305029E-2,8.1349531678939574E-2,4.6009862485221986E-2,1.0226479448802984E-3]
[null,null,"揚水",2.420911065283689E-3,6.5683318198634841E-4,1.4722838757039163E-2,7.2272988121197925E-3,4.0820922525474111E-4,7.7038245411273874E-3,1.2507901544541695E-2,6.0682717199323543E-3,1.4274000771009921E-2,""]
[null,"火力発電所","石炭",0.45674309737732499,0.40675969394598427,0.20148444427974169,0.2634251683427335,0.57258991575636631,0.17080548422971947,0.45624681558659885,0.5497403717815339,0.31055182197445164,0.56900285050331534]
[null,null,"ＬＮＧ",0.11131094245430688,0.31519984769153381,0.59083780456371426,0.47882631834919559,8.3750370517369208E-2,0.311919068620923,0.19686332074744956,5.3835200689416947E-2,0.10226465112382349,0.2050024358195737]
[null,null,"石油他",8.5321188004767914E-2,9.4817918791399169E-3,2.6736494639889301E-2,1.5179697111619473E-2,4.0564277212223353E-2,4.1022299599772091E-2,5.5338230016709962E-2,7.5589333480624951E-2,3.5067413494165769E-2,0.12581803846153355]
[null,"原子力",null,"","","","","",0.24359263844640144,"",6.0993379574064102E-2,0.30256123634284027,""]
[null,"新エネルギー等","風力",2.822272636633353E-2,3.0745191545854148E-2,2.8553804085307754E-3,5.8252818294408154E-3,6.8584827288815653E-3,2.8252956599109447E-3,8.1584906875961337E-3,1.4860016925090322E-2,7.822152422513438E-3,3.9495941941208234E-3]
[null,null,"太陽光",9.6358631216883678E-2,7.576975651379507E-2,7.9505819822831669E-2,9.950766167768868E-2,3.5955960519072717E-2,6.6505473070033988E-2,0.13051819193078576,9.3121046828484128E-2,0.11442990618092953,5.8674425837507121E-2]
[null,null,"その他\n新エネ",5.8178315389922769E-2,5.5297255979910975E-2,1.8497320315164118E-2,2.8248075127632805E-2,1.8456614798913622E-2,1.1869455655003322E-2,5.9357434519949959E-2,3.4877029270874015E-2,5.6138693432330619E-2,3.5703963361592088E-2]
[null,"その他",null,9.5575020529962904E-3,1.2977435905073694E-3,8.7898548045268823E-3,5.2393307121677375E-3,7.3400357715477172E-3,3.6813760367588905E-2,1.6954849356923204E-2,2.9565818051039753E-2,1.0880261772713451E-2,8.26043877477061E-4]

{"sheet":"図３－５","index":18,"n_rows":16,"n_cols":7,"rows_kept":16,"cut":false,"hidden":false,"merged":[]}
[]
[]
[null,"設備利用率の推移（全国合計）",null,null,null,null,"[%]"]
[null,null,null,2021,2022,2026,2031]
[null,"水力発電所","一般水力",0.40593331795314502,0.3990699874156875,0.41149967638672774,0.41472684970974438]
[null,null,"揚水",3.4630719302667166E-2,2.7136088923791525E-2,2.4835962550235839E-2,2.8801287950397492E-2]
[null,"火力発電所","石炭",0.64085287608618413,0.66844827410257135,0.65513865890658129,0.63018586193941184]
[null,null,"ＬＮＧ",0.46981845082387136,0.44212159681346686,0.40072668236084868,0.38022613640471337]
[null,null,"石油他",0.1193968195922766,9.7230835715524946E-2,0.12556862132521984,0.12139980076079702]
[null,"原子力発電所","原子力",0.23291459960191449,0.20680654178634972,0.19007817200325125,0.19008532769624467]
[null,"新エネルギー等","風力",0.20148908441385954,0.20340193300604981,0.19907120259727226,0.19792766705729387]
[null,null,"太陽光",0.1363982572819378,0.13629651495432174,0.13523886844029942,0.13346190951310452]
[null,null,"地熱",0.52294877940075846,0.59592859464478454,0.59183358738930703,0.59886385035982981]
[null,null,"バイオマス",0.575345462640943,0.58192469529734292,0.5512901904146924,0.55310683766869406]
[null,null,"廃棄物",0.36612910356061329,0.36444253630144235,0.4184539708422258,0.41286320816882399]
[null,null,"その他\n新エネ",0.54191383439152863,0.55759047288928865,0.54245251831910701,0.54395762842927275]

{"sheet":"図４－２","index":19,"n_rows":13,"n_cols":113,"rows_kept":13,"cut":false,"hidden":false,"merged":[]}
[null,"送電線鉄塔[基]"]
[null,null,null,null,null,null,null,null,null,null,null,null,null,null,null,null,null,null,null,null,null,null,null,null,null,null,null,null,null,null,null,null,null,null,null,null,null,null,null,null,null,null,null,null,null,null,null,null,null,null,null,null,null,null,null,null,null,null,null,null,null,null,null,null,null,null,null,null,null,null,null,null,null,null,null,null,null,null,null,null,null,null,null,null,null,null,null,null,null,null,null,null,null,null,null,null,null,null,null,null,null,null,null,null,null,null,null,null,null,null,null,null,"[基]"]
[null,null,"年度末設備量",1906,1907,1908,1909,1910,1911,1912,1913,1914,1915,1916,1917,1918,1919,1920,1921,1922,1923,1924,1925,1926,1927,1928,1929,1930,1931,1932,1933,1934,1935,1936,1937,1938,1939,1940,1941,1942,1943,1944,1945,1946,1947,1948,1949,1950,1951,1952,1953,1954,1955,1956,1957,1958,1959,1960,1961,1962,1963,1964,1965,1966,1967,1968,1969,1970,1971,1972,1973,1974,1975,1976,1977,1978,1979,1980,1981,1982,1983,1984,1985,1986,1987,1988,1989,1990,1991,1992,1993,1994,1995,1996,1997,1998,1999,2000,2001,2002,2003,2004,2005,2006,2007,2008,2009,2010,2011,2012,2013,2014,2015]
[null,"66kV",101746,1,0,0,0,0,0,0,0,10,0,0,0,73,29,67,60,33,45,113,205,209,151,46,102,122,12,180,2,93,144,28,19,202,74,187,230,7,58,28,45,0,12,21,116,4,160,449,398,209,227,325,428,541,890,803,1168,737,778,941,1272,1338,1992,1918,2086,2088,2603,2946,2737,2898,2884,2712,3598,3563,2812,2878,2889,2685,2045,2351,2178,2523,2351,2210,2155,1952,2326,2037,2442,1873,1875,1750,1504,1406,1241,1252,854,631,555,683,713,678,576,563,690,835,765,546,463,739,303]
[null,"77kV",36337,0,0,0,0,0,0,0,0,0,0,0,0,0,33,87,45,125,137,30,247,36,124,183,89,141,12,2,98,27,304,160,189,82,64,141,4,31,61,1,31,110,34,0,4,14,4,77,46,153,173,130,276,217,138,106,155,293,382,273,909,713,717,950,802,1285,1539,1315,1888,1276,958,768,912,793,994,943,1143,829,695,526,567,592,490,741,708,778,751,713,664,653,626,543,423,415,475,273,296,218,124,122,103,95,118,102,79,78,87,112,143,115,109]
[null,"110kV",13680,0,0,0,0,0,0,0,0,0,0,0,0,0,0,0,0,0,0,64,187,9,0,0,12,0,47,35,0,11,24,242,0,0,1,0,22,22,5,0,0,0,0,0,184,0,0,6,69,106,38,86,96,163,110,35,105,103,29,132,201,188,455,124,270,605,378,680,729,367,408,315,339,467,244,393,474,235,150,97,393,207,164,262,203,183,244,186,327,172,257,344,190,143,191,121,90,80,52,41,82,59,99,64,53,65,85,49,91,62,59]
[null,"132kV",372,0,0,0,0,0,0,0,0,0,0,0,0,0,0,0,0,0,0,0,0,0,0,0,0,0,0,0,0,0,0,0,0,0,0,0,0,0,0,0,0,0,0,0,0,0,0,0,0,0,0,0,0,0,0,0,0,0,0,0,0,0,0,0,0,0,0,48,12,0,6,0,2,0,0,0,0,0,0,0,0,0,0,1,0,1,0,47,48,34,9,3,1,3,50,35,22,46,0,0,0,0,0,0,0,0,4,0,0,0,0]
[null,"154kV",35655,0,0,0,0,0,0,0,313,0,0,0,0,0,0,0,0,529,1243,91,408,595,38,123,1866,328,0,8,0,0,225,303,203,88,100,78,16,112,81,99,39,0,0,2,22,140,121,107,503,494,298,281,335,295,395,316,972,693,436,521,365,531,913,419,1069,736,844,821,720,614,644,659,649,537,852,487,612,416,404,555,433,692,444,527,438,393,475,493,630,436,537,331,357,449,212,282,213,202,199,179,258,131,164,183,139,104,245,107,227,135,88]
[null,"187kV",9171,0,0,0,0,0,0,0,0,0,0,0,0,0,0,0,0,0,0,0,0,0,0,0,0,0,0,0,0,0,0,0,0,0,0,0,0,0,0,0,0,0,0,0,0,0,0,0,0,0,468,0,124,8,191,261,8,206,247,3,140,357,60,0,192,525,347,426,71,308,526,358,423,137,160,301,211,371,294,24,100,129,185,295,35,92,198,277,71,120,79,146,127,144,72,19,32,22,18,9,12,9,17,32,25,25,23,15,31,50,15]
[null,"220kV",7610,0,0,0,0,0,0,0,0,0,0,0,0,0,0,0,0,0,0,0,0,0,0,0,0,0,0,0,0,0,0,0,0,0,0,0,0,0,0,0,0,0,0,0,0,0,0,0,48,213,92,16,145,46,225,15,356,79,186,0,184,173,7,220,139,137,344,309,278,272,101,284,49,91,343,382,270,326,236,8,52,14,124,47,144,54,89,8,107,103,122,34,59,113,162,92,87,48,128,12,23,14,17,12,48,13,20,9,21,42,218]
[null,"275kV",23332,0,0,0,0,0,0,0,0,0,0,0,0,0,0,0,0,0,0,0,0,0,0,0,0,0,0,0,0,0,0,0,0,0,0,0,0,0,0,0,0,0,0,0,11,6,162,380,467,53,0,501,285,180,566,891,255,390,1437,323,176,136,406,715,542,527,824,307,899,556,621,651,398,356,642,856,1165,790,351,267,261,631,515,422,431,309,302,213,436,195,179,251,361,214,198,73,239,106,79,67,53,65,194,18,20,21,162,61,55,54,55]
[null,"500kV",19412,0,0,0,0,0,0,0,0,0,0,0,0,0,0,0,0,0,0,0,0,0,0,0,0,0,0,0,0,0,0,0,0,0,0,0,0,0,0,0,0,0,0,0,0,0,0,0,0,0,0,0,0,0,0,0,0,0,0,0,99,7,52,232,1131,0,571,854,1090,210,230,292,726,862,1238,1074,679,145,1146,70,87,226,363,346,69,203,263,308,781,674,302,564,458,1044,522,164,491,327,194,25,4,109,374,314,108,107,187,31,57,2,0]
[null,"DC250kV",486,0,0,0,0,0,0,0,0,0,0,0,0,0,0,0,0,0,0,0,0,0,0,0,0,0,0,0,0,0,0,0,0,0,0,0,0,0,0,0,0,0,0,0,0,0,0,0,0,0,0,0,0,0,0,0,0,0,0,0,0,0,0,0,0,0,0,0,0,0,0,0,0,0,377,0,0,0,0,0,0,0,0,0,0,0,0,1,0,0,0,0,0,0,0,106,0,0,0,0,0,0,0,1,0,1,0,0,0,0,0]

{"sheet":"図４－３","index":20,"n_rows":13,"n_cols":106,"rows_kept":13,"cut":false,"hidden":false,"merged":[]}
[null,"架空線　回線延長[km]"]
[null,null,null,null,null,null,null,null,null,null,null,null,null,null,null,null,null,null,null,null,null,null,null,null,null,null,null,null,null,null,null,null,null,null,null,null,null,null,null,null,null,null,null,null,null,null,null,null,null,null,null,null,null,null,null,null,null,null,null,null,null,null,null,null,null,null,null,null,null,null,null,null,null,null,null,null,null,null,null,null,null,null,null,null,null,null,null,null,null,null,null,null,null,null,null,null,null,null,null,null,null,null,null,null,null,"[km]"]
[null,null,"年度末設備量",1913,1914,1915,1916,1917,1918,1919,1920,1921,1922,1923,1924,1925,1926,1927,1928,1929,1930,1931,1932,1933,1934,1935,1936,1937,1938,1939,1940,1941,1942,1943,1944,1945,1946,1947,1948,1949,1950,1951,1952,1953,1954,1955,1956,1957,1958,1959,1960,1961,1962,1963,1964,1965,1966,1967,1968,1969,1970,1971,1972,1973,1974,1975,1976,1977,1978,1979,1980,1981,1982,1983,1984,1985,1986,1987,1988,1989,1990,1991,1992,1993,1994,1995,1996,1997,1998,1999,2000,2001,2002,2003,2004,2005,2006,2007,2008,2009,2010,2011,2012,2013,2014,2015]
[null,"66kV",46493.490999999995,0,0,0,0,0,21.004999999999999,0.374,23.478000000000002,19.527999999999999,48.261999999999993,20.055,12.811999999999999,26.803000000000001,16.803000000000001,26.827999999999999,0.84399999999999997,17.080000000000002,7.976,23.758000000000003,36.288000000000004,0,33.123999999999995,24.023000000000003,1.18,0.93300000000000005,67.926000000000002,54.126999999999995,83.156000000000006,56.362000000000002,22.810000000000002,115.536,12.824,0.48,0,3.0760000000000001,16.986000000000001,29.728000000000002,16.838000000000001,49.596999999999994,148.739,128.697,42.483000000000004,34.167000000000002,100.37599999999999,210.631,125.98800000000001,336.54399999999998,217.55399999999997,363.17199999999997,205.465,225.64299999999997,245.32900000000001,313.06400000000002,291.07499999999999,576.13299999999992,635.16800000000001,727.375,924.26400000000001,778.78499999999997,973.13499999999999,1023.329,1045.4779999999998,977.61099999999999,836.92999999999984,1238.6439999999998,1357.7470000000001,964.37099999999998,1239.1310000000001,1235.184,1033.2070000000001,1056.845,1161.9709999999998,1039.6689999999999,1277.2510000000002,1198.8220000000001,996.80700000000013,1130.6789999999999,1096.3920000000001,1188.1309999999999,1074.4580000000001,1139.578,1017.8630000000001,1063.7429999999999,930.00399999999991,883.41800000000012,799.23199999999997,754.24099999999999,802.94600000000003,559.13099999999997,386.67400000000004,281.97399999999999,405.09000000000009,571.92099999999994,676.7890000000001,682.94499999999994,525.3610000000001,630.23900000000003,789.01400000000012,796.81600000000003,631.70900000000006,440.77400000000006,579.98099999999999,477.00400000000002]
[null,"77kV",21945.920000000002,0,0,0,0,0,0,0,0.41599999999999998,0,3.87,16.503,1.1139999999999999,38.533000000000001,1.8029999999999999,0,0.61799999999999999,1.304,15.427999999999999,5.9140000000000006,0,3.0310000000000001,0,86.58,67.073999999999998,13.359,13.599,20.010000000000002,7,1.0940000000000001,0,1.2469999999999999,2,0,0.39800000000000002,3.6219999999999999,0,0,1.9730000000000001,0.504,45.381999999999998,17.198,6.8870000000000005,33.075000000000003,65.039000000000001,133.08600000000001,39.381000000000007,25.78,28.420999999999999,38.609000000000002,88.528000000000006,163.69299999999998,154.45699999999999,403.404,388.10199999999998,325.22699999999998,428.44299999999998,438.25099999999998,670.16000000000008,915.09899999999993,932.37899999999991,1024.8170000000021,763.84199999999998,545.61099999999999,469.25900000000001,548.51400000000001,550.55099999999993,746.73900000000003,520.77,723.55500000000006,598.28700000000003,482.38799999999998,335.46699999999998,305.87900000000002,348.28100000000006,340.93100000000004,483.30700000000002,464.79899999999998,519.21,639.68000000000006,445.12,532.51900000000001,544.48099999999999,486.67999999999995,411.78800000000001,352.81299999999999,271.541,399.96699999999998,213.851,268.31600000000003,180.57300000000001,110.23699999999999,62.91,62.846000000000004,103.795,129.12700000000001,133.77600000000001,151.45699999999999,147.137,193.947,216.41800000000001,237.185,114.11799999999999,115.836]
[null,"110kV",7427.8169999999973,0,0,0,0,0,0,0,0,0,0,0,31.762,7.1539999999999999,4.2919999999999998,0,0,0.44600000000000001,0,1.925,0,0,1.5980000000000001,0,0,0,0,1.0169999999999999,0,0,1.6459999999999999,0,0,0,0,10.26,0,0,3.1429999999999998,0,0,0,22.675999999999998,8.1869999999999994,27.065000000000001,25.385999999999999,75.679000000000002,10.321,16.547000000000001,92.739000000000004,38.862000000000002,13.744,48.155999999999999,76.650000000000006,65.504999999999995,133.30500000000001,52.912999999999997,117.81500000000001,242.54200000000003,147.268,309.541,369.52899999999994,228.11799999999999,227.41499999999996,238.25000000000003,179.35500000000002,185.3,148.68900000000002,203.977,251.71,170.75599999999997,90.247,43.478999999999999,257.67699999999996,160.596,114.97,164.226,143.31700000000001,122.627,158.02000000000001,102.075,253.43500000000003,141.798,201.309,190.13099999999997,160.33799999999999,111.04900000000001,85.983000000000004,68.807999999999993,100.441,40.524000000000001,34.413000000000004,28.069000000000003,81.407999999999987,39.164999999999999,77.575999999999993,36.981999999999999,57.373999999999995,99.157000000000011,112.95000000000002,81.969000000000008,73.920999999999992,103.804,98.73599999999999]
[null,"132kV",202.65600000000003,0,0,0,0,0,0,0,0,0,0,0,0,0,0,0,0,0,0,0,0,0,0,0,0,0,0,0,0,0,0,0,0,0,0,0,0,0,0,0,0,0,0,0,0,0,0,0,0,0,0,0,0,0,0,0,0,0,0,0,4,0,0,2.9,0,0,0,0,8.4,0,0,0,0,0,0,0,0,0,0,0,0,44.5,18.600000000000001,0,0,0,0,21.1,3.7,0,85.9,9.6,0,0,0,3.4,0,0,0.55600000000000005,0,0,0,0,0]
[null,"154kV",20960.976000000002,0,0,0,0,0,0,0,0,7.1680000000000001,0,27.498000000000001,0,117.36,3.742,4,52.654000000000003,115.03299999999999,0,0,0,0,0,0,1,20.867000000000001,0,2.9330000000000003,0,2.4980000000000002,48.652000000000001,24.454999999999998,0,10.099,0,0,0,8.1140000000000008,77.882000000000005,44.603999999999999,3.8140000000000001,201.93099999999998,188.00300000000001,129.61099999999999,171.72900000000001,317.61200000000002,125.95900000000002,52.595999999999997,250.98699999999999,382.851,234.27600000000004,181.88900000000001,324.91199999999998,308.452,165.738,586.60299999999995,227.97,326.685,431.18,439.55400000000003,443.36400000000003,500.75599999999997,344.19400000000002,363.78199999999998,515.66899999999998,486.964,467.18900000000002,540.59400000000005,365.03800000000007,337.77600000000001,267.10699999999997,198.90900000000002,233.36,220.90199999999999,395.71000000000004,449.93399999999883,394.58299999999997,399.839,367.50099999999998,310.10599999999999,445.34300000000002,564.40700000000004,484.11499999999995,518.23200000000008,316.31200000000001,315.09399999999999,397.49900000000002,256.79000000000002,282.12900000000002,251.96100000000001,269.67199999999997,209.30500000000001,291.78899999999999,249.95699999999999,315.76,257.625,293.625,248.25800000000001,282.77899999999994,300.01900000000001,295.98200000000003,273.49700000000007,283.33300000000003,333.30500000000001]
[null,"187kV",5804.3110000000006,0,0,0,0,0,0,0,0,0,0,0,0,0,0,0,0,0,0,0,0,0,0,0,0,0,0,0,0,0,0,0,0,0,0,0,0,0,0,0,0,0,0,0,351.84400000000005,55.351999999999997,4.8899999999999997,95.378999999999991,158.446,2.387,79.875999999999991,115.88399999999999,15.480999999999998,55.677999999999997,180.00899999999999,1.8520000000000001,38.1,93.835999999999999,356.322,138.26,255.10399999999998,48.228000000000002,173.16299999999998,401.601,253.56200000000001,201.03100000000001,49.833999999999996,54.170999999999999,136.27799999999999,179.74499999999998,318.06799999999998,213.69600000000003,7.5760000000000005,25.942999999999998,73.015999999999991,205.15,199.84299999999999,10.034000000000001,40.403999999999996,126.697,200.21200000000002,55.203000000000003,55.586999999999996,71.98599999999999,81.111999999999995,86.22,120.58799999999999,70.096000000000004,9.66,31.864000000000001,2.319,9.8260000000000005,0.90600000000000003,5.3769999999999998,2.46,1.81,27.768000000000001,68.516000000000005,42.429000000000002,29.821000000000002,10.166,24.004000000000001,43.185000000000002,36.456000000000003]
[null,"220kV",7250.6959999999981,0,0,0,0,0,0,0,0,0,0,0,0,0,0,0,0,0,0,0,0,0,0,0,0,0,0,0,0,0,0,0,0,0,0,0,0,0,0,0,0,0,3.673,23.29,7.468,214.36,32.905000000000001,287.78000000000003,3.8719999999999999,256.12400000000002,94.031000000000006,68.284999999999997,0,103.574,90.151999999999987,0,157.40900000000002,0.56899999999999995,154.25799999999998,180.27800000000002,431.149,231.48099999999999,357.815,78.17,181.73400000000001,96.105000000000004,97.031000000000006,356.505,334.09800000000001,201.71600000000001,289.22199999999998,206.506,1.147,85.783999999999992,53.080999999999996,77.518000000000001,37.705999999999996,257.77,15.796000000000001,59.54,14.87,148.238,91.102000000000004,117.97799999999999,12.554,76.206000000000003,266.04499999999996,69.849000000000004,156.28800000000001,143.57299999999998,29.92,179.542,162.69,53.410000000000004,18.338000000000001,17.082000000000001,40.267000000000003,86.25,38.569000000000003,35.186999999999998,23.338000000000001,36.408000000000001,67.152999999999992,237.93700000000001]
[null,"275kV",16192.678999999998,0,0,0,0,0,0,0,0,0,0,0,0,0,0,0,0,0,0,0,0,0,0,0,0,0,0,0,0,0,0,0,0,0,0,0,0,5.6989999999999998,3.056,263.11500000000001,43.981000000000002,252.88399999999999,11.736000000000001,0,224.32000000000002,183.48599999999999,6.9,394.96100000000001,582.01900000000001,179.35,327.91399999999999,491.05199999999996,558.43399999999997,119.83300000000001,309.69599999999997,204.149,544.26,279.90600000000001,499.96499999999997,272.233,322.53699999999998,604.85699999999997,309.24099999999999,387.67500000000001,240.33600000000001,233.42599999999996,459.81200000000001,527.12000000000012,631.68500000000006,698.73399999999992,493.96299999999997,354.07600000000002,224.85999999999999,110.59899999999999,426.11100000000005,230.07600000000002,348.98599999999999,323.82500000000005,197.82999999999998,246.40199999999999,37.93,328.22800000000001,201.44299999999998,152.797,80.128999999999991,84.921999999999997,342.14699999999999,140.9,117.59099999999999,189,73.614000000000019,134.08099999999999,169.45600000000002,197.64099999999999,131.42200000000003,204.72099999999998,5.3719999999999999,37.101999999999997,31.6,155.09700000000001,71.697999999999993,48.353999999999999,64.335999999999999,61.997999999999998]
[null,"500kV",15724.456,0,0,0,0,0,0,0,0,0,0,0,0,0,0,0,0,0,0,0,0,0,0,0,0,0,0,0,0,0,0,0,0,0,0,0,0,0,0,0,0,0,0,0,0,0,0,0,0,0,0,0,0.41699999999999998,10.33,0,41.341999999999999,93.89500000000001,804.68500000000006,0,470.78,569.78700000000003,854.12,109.42999999999999,188.83199999999999,123.378,480.28500000000003,523.46500000000003,1032.5640000000001,1092.165,606.43600000000004,116.89800000000001,883.17900000000009,76.674000000000007,52.793999999999997,168.73499999999999,302.20799999999997,300.916,55.102000000000004,171.54399999999998,319.98500000000001,328.55599999999998,539.93500000000006,604.72399999999993,300.39500000000004,495.58399999999995,439.76100000000002,931.0139999999999,318.68199999999996,169.59499999999997,357,305.536,180.75899999999999,82.030000000000015,11.45,105.068,63.50800000000001,191.48099999999999,369.63499999999999,152.32,162.79300000000001,57.877000000000002,86.426999999999992,11.785,8.5950000000000006]
[null,"DC250kV",350.00799999999998,0,0,0,0,0,0,0,0,0,0,0,0,0,0,0,0,0,0,0,0,0,0,0,0,0,0,0,0,0,0,0,0,0,0,0,0,0,0,0,0,0,0,0,0,0,0,0,0,0,0,0,0,0,0,0,0,0,0,0,0,0,0,0,0,0,0,242.428,0,0,0,0,0,0,0,0,0,0,0,0,0,0,0,0,0,0,12.45,89.358000000000004,0,0,0,0,0,0,0,0,0,0,0,0,0,0,0,5.7720000000000002]

{"sheet":"図４－４","index":21,"n_rows":13,"n_cols":106,"rows_kept":13,"cut":false,"hidden":false,"merged":[]}
[null,"地中線　回線延長[km]"]
[null,null,null,null,null,null,null,null,null,null,null,null,null,null,null,null,null,null,null,null,null,null,null,null,null,null,null,null,null,null,null,null,null,null,null,null,null,null,null,null,null,null,null,null,null,null,null,null,null,null,null,null,null,null,null,null,null,null,null,null,null,null,null,null,null,null,null,null,null,null,null,null,null,null,null,null,null,null,null,null,null,null,null,null,null,null,null,null,null,null,null,null,null,null,null,null,null,null,null,null,null,null,null,null,null,"[km]"]
[null,null,"年度末設備量",1913,1914,1915,1916,1917,1918,1919,1920,1921,1922,1923,1924,1925,1926,1927,1928,1929,1930,1931,1932,1933,1934,1935,1936,1937,1938,1939,1940,1941,1942,1943,1944,1945,1946,1947,1948,1949,1950,1951,1952,1953,1954,1955,1956,1957,1958,1959,1960,1961,1962,1963,1964,1965,1966,1967,1968,1969,1970,1971,1972,1973,1974,1975,1976,1977,1978,1979,1980,1981,1982,1983,1984,1985,1986,1987,1988,1989,1990,1991,1992,1993,1994,1995,1996,1997,1998,1999,2000,2001,2002,2003,2004,2005,2006,2007,2008,2009,2010,2011,2012,2013,2014,2015]
[null,"66kV",9125.6195233333328,0,0,0,0,0,0,0,0,0,0,0,0,0,0,0,0,0,0,0,0,0,0,0,0,0,0,0,0,0,0,0,0,0,0,0,0,0,0,0,0,0,0,0,0,0,1.528,2.5493000000000001,2.6107999999999998,0,0.51790000000000003,7.0945999999999989,2.1932,0,21.172899999999998,35.64403333333334,41.708100000000002,33.916633333333337,81.229299999999995,87.906800000000032,112.4456333333333,129.22243333333336,128.78549999999998,60.686933333333336,101.03230000000002,65.390066666666655,86.812733333333355,131.17596666666668,120.36696666666668,106.45600000000002,73.69580000000002,85.429999999999964,177.68946666666676,247.36154000000013,260.8207666666666,257.70506666666671,244.04976666666661,258.86991999999975,332.91901666666666,309.31263333333311,347.76609999999994,319.68936666666627,343.71449999999987,371.0376999999998,344.42123333333325,312.57733333333351,283.05099999999993,222.93756666666661,167.11528666666669,101.64793333333337,104.60103333333332,134.30946666666665,108.15380333333336,245.90803333333346,223.77816666666658,186.67249333333322,193.50249333333355,211.37431666666686,281.31049666666678,188.0378700000002,229.47051333333337,214.43658666666661,212.03318666666669,169.77296666666666]
[null,"77kV",4130.8544000000002,0,0,0,0,0,0,0,0,0,0,0,0,0,0,0,0,0,0,0,0,0,0,0,0,0,0,0,0,0,0,0,0,0,0,0,0,0,0,0,0,0,0,0,0,0,0,0,0.32600000000000001,0,0,9.7000000000000003E-2,2.024,0,1.831,2.7119999999999997,4.3010000000000002,4.3728999999999996,5.3933999999999997,7.2709999999999999,26.881,41.366999999999997,12.086,10.731999999999999,20.701000000000001,10.9032,38.325900000000004,35.584900000000005,37.334400000000002,104.95489999999999,70.821799999999996,59.350999999999999,58.678899999999999,52.451900000000002,75.83,116.97229999999995,152.66870000000006,105.22290000000001,155.78800000000004,177.96400000000006,98.343099999999978,165.44269999999995,143.0461,142.28739999999999,139.61959999999999,119.27770000000005,118.61449999999999,81.329700000000003,87.93889999999999,80.936199999999999,53.8249,64.3352,91.683999999999997,47.661100000000005,78.517700000000005,110.8794,164.44689999999997,111.28039999999999,144.28290000000001,133.40690000000001,126.77969999999996,112.01359999999997,180.27940000000001,141.67829999999998]
[null,"110kV",327.68699999999995,0,0,0,0,0,0,0,0,0,0,0,0,0,0,0,0,0,0,0,0,0,0,0,0,0,0,0,0,0,0,0,0,0,0,0,0,0,0,0,0,0,0,0,0,0,0,0,0,0.78900000000000003,0,0,0,4.694,0,0,1.4870000000000001,4.6059999999999999,9.7569999999999997,4.3529999999999998,11.564,4.7300000000000004,11.814,4.1559999999999997,0,4.2850000000000001,2.1120000000000001,0.60399999999999998,8.5809999999999995,0.64500000000000002,6.7809999999999997,2.524,0.99299999999999999,2.7789999999999999,9.7680000000000007,3.839,4.8760000000000003,7.0309999999999997,2.2599999999999998,3.4449999999999998,11.125,17.933,19.968,23.431000000000001,30.831,8.76,15.429,7.5830000000000002,5.3,2.7290000000000001,7.101,6.2060000000000004,1.472,3.827,2.044,5.2770000000000001,12.029,0,3.0979999999999999,11.632,1.766,3.5059999999999998,2.3740000000000001,5.7930000000000001]
[null,"132kV",52.808999999999997,0,0,0,0,0,0,0,0,0,0,0,0,0,0,0,0,0,0,0,0,0,0,0,0,0,0,0,0,0,0,0,0,0,0,0,0,0,0,0,0,0,0,0,0,0,0,0,0,0,0,0,0,0,0,0,0,0,0,0,0,0,0,0,0,0,0,0,0,0,0,0,0,0,0,0,0,0,0,6.3869999999999996,0,5.2119999999999997,11.31,0,0,0,0,0,10.94,0,0,0,0,0,6.0789999999999997,9.5779999999999994,0,0,0,3.3029999999999999,0,0,0,0]
[null,"154kV",1554.0728533333333,0,0,0,0,0,0,0,0,0,0,0,0,0,0,0,0,0,0,0,0,0,0,0,0,0,0,0,0,0,0,0,0,0,0,0,0,0,0,0,0,0,0,0,0,0,0,0,0,0,0,0,0,1.0200333333333336,20.89713333333334,20.664066666666663,19.068733333333331,11.356466666666668,3.0974666666666666,22.800533333333338,73.61,22.084399999999999,4.9619999999999997,43.844800000000006,28.718499999999999,51.345466666666667,42.589300000000001,55.76016666666667,19.380533333333332,10.387,22.887900000000002,35.441499999999998,24.304200000000002,17.240733333333335,16.170433333333335,8.0971000000000011,41.670066666666671,19.987766666666666,47.202199999999998,50.406633333333346,32.656933333333328,25.050399999999996,7.7202999999999991,23.682400000000001,12.303799999999999,23.765633333333334,17.573866666666667,48.550966666666653,30.228466666666666,12.112133333333331,30.888100000000001,25.061133333333334,14.295766666666667,58.44546666666669,52.268066666666655,89.704900000000009,65.01843333333332,55.596566666666661,34.954266666666662,36.604999999999997,21.523433333333333,45.454766666666664,33.342600000000004,22.274320000000003]
[null,"187kV",35.652000000000001,0,0,0,0,0,0,0,0,0,0,0,0,0,0,0,0,0,0,0,0,0,0,0,0,0,0,0,0,0,0,0,0,0,0,0,0,0,0,0,0,0,0,0,0,0,0,0,0,0,0,0,0,0,0,0,0,0,0,1.329,0,0,0,0,0,0,0,0,0,0,0,0,5.2450000000000001,0,0,0,1.637,0,0,0,4.4109999999999996,0,0,0,5.2009999999999996,0,0,8.8789999999999996,0,0,0,0,0,0,0,0,0,0,0,0,0,0,4.468,4.4820000000000002]
[null,"220kV",133.017,0,0,0,0,0,0,0,0,0,0,0,0,0,0,0,0,0,0,0,0,0,0,0,0,0,0,0,0,0,0,0,0,0,0,0,0,0,0,0,0,0,0,0,0,0,0,0,0,0,0,0,0,0,0,0,0,0,0,8.3350000000000009,0,0,3.5950000000000002,10.028,3.0569999999999999,5.6760000000000002,8.06,0.96499999999999997,3.0680000000000001,0,6.5069999999999997,3.746,0,0,0,0,4.1989999999999998,0,0,0,6.0190000000000001,0.29199999999999998,2.9580000000000002,0.64500000000000002,0,7.0289999999999999,7.0609999999999999,0,1.5740000000000001,2.0960000000000001,15.180999999999999,12.086,0,0,0,0,0,0.48,2.649,0,0,3.653,4.1900000000000004,9.8680000000000003]
[null,"275kV",1590.7635666666665,0,0,0,0,0,0,0,0,0,0,0,0,0,0,0,0,0,0,0,0,0,0,0,0,0,0,0,0,0,0,0,0,0,0,0,0,0,0,0,0,0,0,0,0,0,0,0,0,0,0,0,0,0,0,0,0,5.1595000000000004,18.204766666666675,30.013433333333335,10.760699999999998,4.2156666666666673,32.226900000000001,15.448466666666667,19.273099999999999,41.07953333333333,73.113366666666678,49.345933333333321,49.210200000000007,10.576366666666667,5.9976000000000003,14.743366666666667,36.197366666666667,66.247399999999999,67.24730000000001,18.209499999999998,66.302533333333344,37.610533333333329,63.926899999999989,6.184733333333333,73.137333333333331,145.13836666666663,62.697033333333316,45.225133333333339,3.1945333333333332,43.051066666666657,47.195433333333341,65.307233333333329,24.204366666666669,21.591799999999999,33.519133333333343,17.568000000000001,2.4076,23.589433333333332,9.880866666666666,13.311866666666665,46.174033333333341,7.8625999999999996,21.168100000000003,37.564766666666664,29.092899999999997,43.363299999999995,26.29946666666666,6.9240333333333339]
[null,"500kV",123.27076666666666,0,0,0,0,0,0,0,0,0,0,0,0,0,0,0,0,0,0,0,0,0,0,0,0,0,0,0,0,0,0,0,0,0,0,0,0,0,0,0,0,0,0,0,0,0,0,0,0,0,0,0,0,0,0,0,0,0,0,0,0,0,0,0,0,0,0,0,0,0,0,0,0,0,0,0,0,0,0,0,0,0,44.263999999999996,0,29.478800000000003,37.536399999999993,11.842000000000001,0.14956666666666665,0,0,0,0,0,0,0,0,0,0,0,0,0,0,0,0]
[null,"DC250kV",184.423,0,0,0,0,0,0,0,0,0,0,0,0,0,0,0,0,0,0,0,0,0,0,0,0,0,0,0,0,0,0,0,0,0,0,0,0,0,0,0,0,0,0,0,0,0,0,0,0,0,0,0,0,0,0,0,0,0,0,0,0,0,0,0,0,0,0,86.634,0,0,0,0,0,0,0,0,0,0,0,0,0,0,0,0,0,0,0,0,97.789000000000001,0,0,0,0,0,0,0,0,0,0,0,0,0,0,0]

{"sheet":"図４－５","index":22,"n_rows":14,"n_cols":106,"rows_kept":14,"cut":false,"hidden":false,"merged":[]}
[null,"変圧器[台]"]
[null,null,null,null,null,null,null,null,null,null,null,null,null,null,null,null,null,null,null,null,null,null,null,null,null,null,null,null,null,null,null,null,null,null,null,null,null,null,null,null,null,null,null,null,null,null,null,null,null,null,null,null,null,null,null,null,null,null,null,null,null,null,null,null,null,null,null,null,null,null,null,null,null,null,null,null,null,null,null,null,null,null,null,null,null,null,null,null,null,null,null,null,null,null,null,null,null,null,null,null,null,null,null,null,null,"[台]"]
[null,null,"年度末設備量",1913,1914,1915,1916,1917,1918,1919,1920,1921,1922,1923,1924,1925,1926,1927,1928,1929,1930,1931,1932,1933,1934,1935,1936,1937,1938,1939,1940,1941,1942,1943,1944,1945,1946,1947,1948,1949,1950,1951,1952,1953,1954,1955,1956,1957,1958,1959,1960,1961,1962,1963,1964,1965,1966,1967,1968,1969,1970,1971,1972,1973,1974,1975,1976,1977,1978,1979,1980,1981,1982,1983,1984,1985,1986,1987,1988,1989,1990,1991,1992,1993,1994,1995,1996,1997,1998,1999,2000,2001,2002,2003,2004,2005,2006,2007,2008,2009,2010,2011,2012,2013,2014,2015]
[null,"33, 22kV",90,0,0,0,0,0,0,0,0,0,0,0,0,0,0,0,0,0,0,0,0,0,0,0,0,0,0,0,0,0,0,0,0,0,0,0,0,0,0,0,0,0,0,0,0,0,0,0,0,0,0,0,1,0,0,0,0,0,1,2,0,0,0,1,1,0,5,0,2,3,0,3,0,2,9,2,0,0,0,1,0,0,2,2,1,0,3,2,2,3,4,1,0,1,2,3,6,9,9,2,1,2,1,1]
[null,"66kV",7560,0,0,0,0,0,0,0,0,0,0,0,0,0,0,0,4,0,0,0,0,0,0,0,0,0,0,3,0,0,0,0,0,0,0,0,0,0,2,0,0,0,1,1,1,3,1,0,16,27,8,19,28,59,83,75,101,150,175,201,188,223,247,80,186,252,219,205,158,121,101,63,115,161,208,194,183,236,260,366,255,221,175,174,188,166,150,130,102,77,57,43,44,47,55,85,84,85,108,123,125,130,104,108]
[null,"77kV",4504,0,0,0,0,0,0,0,0,0,0,0,0,0,0,0,0,0,0,0,0,0,0,0,0,0,0,0,0,0,0,0,0,0,0,0,0,0,0,0,0,0,0,0,0,0,0,0,0,1,2,1,2,8,11,17,22,50,71,112,112,117,118,47,56,102,149,141,135,95,72,53,86,106,148,153,124,114,159,229,205,187,103,82,81,97,79,64,81,61,37,27,23,36,33,63,76,92,71,68,80,95,87,63]
[null,"110kV",611,0,0,0,0,0,0,0,0,0,0,0,0,0,0,0,0,0,0,0,0,0,0,0,0,0,0,0,0,0,0,0,0,0,0,0,0,0,0,0,0,0,1,0,0,1,2,0,2,3,5,1,2,5,1,6,6,17,25,18,16,20,22,8,23,24,29,23,20,14,3,2,10,18,9,6,6,10,18,19,32,28,16,19,12,9,7,10,8,6,1,0,3,3,4,8,7,7,3,9,10,7,3,4]
[null,"132kV",20,0,0,0,0,0,0,0,0,0,0,0,0,0,0,0,0,0,0,0,0,0,0,0,0,0,0,0,0,0,0,0,0,0,0,0,0,0,0,0,0,0,0,0,0,0,0,0,0,0,0,0,0,0,0,0,0,1,0,0,1,1,0,0,1,0,0,0,0,0,0,0,0,0,1,0,1,0,1,1,0,0,1,1,0,1,0,0,0,2,0,2,0,0,2,0,0,1,0,0,1,1,0,0]
[null,"154kV",1118,0,0,0,0,0,0,0,0,0,0,0,0,0,6,7,0,0,0,0,0,0,0,0,0,0,0,0,0,0,0,0,0,0,0,0,0,0,0,0,0,0,0,0,1,0,1,1,5,2,5,4,6,10,23,18,21,30,23,23,32,42,34,21,15,38,35,46,26,20,28,8,33,19,33,30,27,35,29,39,40,27,23,9,25,19,23,14,6,9,12,8,6,4,9,11,18,11,13,9,17,9,10,10]
[null,"187kV",114,0,0,0,0,0,0,0,0,0,0,0,0,0,0,0,0,0,0,0,0,0,0,0,0,0,0,0,0,0,0,0,0,0,0,0,0,0,0,0,0,0,0,0,0,1,1,0,0,0,2,0,1,1,2,3,2,2,3,2,1,3,3,2,5,5,4,3,4,3,2,0,3,0,1,4,2,2,1,1,1,3,5,3,4,2,4,2,0,2,2,0,0,1,1,1,0,1,2,3,2,3,2,1]
[null,"220kV",147,0,0,0,0,0,0,0,0,0,0,0,0,0,0,0,0,0,0,0,0,0,0,0,0,0,0,0,0,0,0,0,0,0,0,0,0,0,0,0,0,0,0,0,0,1,0,0,0,0,1,0,0,0,2,2,2,3,4,4,6,2,7,6,3,1,7,7,3,4,2,1,2,6,4,4,2,3,3,4,5,4,2,5,5,2,4,2,1,1,3,2,2,2,1,0,0,1,2,1,2,0,4,0]
[null,"275kV",618,0,0,0,0,0,0,0,0,0,0,0,0,0,0,0,0,0,0,0,0,0,0,0,0,0,0,0,0,0,0,0,0,0,0,0,0,0,0,0,0,0,0,0,0,0,2,4,2,1,3,1,2,5,6,8,11,11,19,28,14,20,19,9,19,10,21,20,13,11,6,7,6,14,13,14,14,11,24,22,18,17,15,14,12,10,14,13,7,6,2,7,6,10,9,10,9,9,8,7,10,7,4,4]
[null,"500/154kV",116,0,0,0,0,0,0,0,0,0,0,0,0,0,0,0,0,0,0,0,0,0,0,0,0,0,0,0,0,0,0,0,0,0,0,0,0,0,0,0,0,0,0,0,0,0,0,0,0,0,0,0,0,0,0,0,0,0,0,0,6,6,3,0,6,9,8,4,9,3,7,0,0,0,0,4,0,6,3,16,1,10,0,2,2,4,0,0,0,0,0,0,0,0,0,2,2,2,0,0,1,0,0,0]
[null,"500kV",346,0,0,0,0,0,0,0,0,0,0,0,0,0,0,0,0,0,0,0,0,0,0,0,0,0,0,0,0,0,0,0,0,0,0,0,0,0,0,0,0,0,0,0,0,0,0,0,0,0,0,0,0,0,0,0,0,0,0,0,14,14,18,21,4,14,23,17,15,9,4,3,8,5,9,4,12,3,7,12,8,8,19,17,7,12,10,6,5,1,0,3,10,3,3,2,3,0,4,4,3,2,0,0]

{"sheet":"図５－１・２","index":23,"n_rows":13,"n_cols":23,"rows_kept":13,"cut":false,"hidden":false,"merged":[]}
[]
[null,"エリア外調達分のみ抽出（万ｋW）",null,null,null,null,null,null,null,null,"[万kW]",null,null,"エリア外調達分のみ抽出（％）",null,null,null,null,null,null,null,null,"[%]"]
[null,null,"北海道","東北","東京","中部","北陸","関西","中国","四国","九州",null,null,null,"北海道","東北","東京","中部","北陸","関西","中国","四国","九州"]
[null,"北海道",null,"",0.98219999999999996,"","","","","","",null,null,"北海道",null,"",1.825989960959286E-4,"","","","","",""]
[null,"東北",0.9,null,476.47499999999991,"","","","","","",null,null,"東北",2.158273381294964E-3,null,8.8580591187953139E-2,"","","","","",""]
[null,"東京",2.2999999999999998,36.86,null,"","",9.4700000000000006,1,"","",null,null,"東京",5.5155875299760194E-3,2.8223583460949466E-2,null,"","",3.4574662285505658E-3,9.5510983763132757E-4,"",""]
[null,"中部","","",2.145,null,2.7199999999999998,96.97,"","","",null,null,"中部","","",3.9877300613496932E-4,null,5.4949494949494944E-3,3.5403431909456003E-2,"","",""]
[null,"北陸","","",72.729900000000001,2.4,null,"","","","",null,null,"北陸","","",1.3521081985499162E-2,9.6579476861167004E-4,null,"","","",""]
[null,"関西","","",20,109.46000000000001,1.18,null,32.254599999999996,11.989999999999998,3.7099999999999995,null,null,"関西","","",3.7181632273656814E-3,4.4048289738430592E-2,2.3838383838383835E-3,null,3.0806685768863418E-2,2.4271255060728743E-2,2.4169381107491854E-3]
[null,"中国","",0.01,4.6418999999999997,"","",11.8,null,3.6700000000000004,1.69,null,null,"中国","",7.6569678407350687E-6,8.6296709425543773E-4,"","",4.3081416575392476E-3,null,7.4291497975708509E-3,1.1009771986970683E-3]
[null,"四国","","",21.2652,1.1499999999999999,"",110.31000000000002,25.4,null,6.7,null,null,"四国","","",3.9533742331288339E-3,4.6277665995975853E-4,"",4.0273822562979192E-2,2.425978987583572E-2,null,4.3648208469055372E-3]
[null,"九州","",1.22,62.043500000000009,2.9,"",10.830000000000002,113.35999999999999,40.6,null,null,null,"九州","",9.3415007656967835E-4,1.1534393009853134E-2,1.1670020120724345E-3,"",3.9539978094194966E-3,0.10827125119388729,8.2186234817813772E-2]
[null,"合計",3.1999999999999997,38.089999999999996,660.28269999999986,115.91000000000003,3.8999999999999995,239.38000000000002,172.01459999999997,56.26,12.1,null,null,"合計",7.6738609112709834E-3,2.9165390505359882E-2,0.12275194274028629,4.6643863179074457E-2,7.8787878787878775E-3,8.7396860167944498E-2,0.16429283667621775,0.11388663967611337,7.8827361563517905E-3]

{"sheet":"図５－３・４","index":24,"n_rows":13,"n_cols":23,"rows_kept":13,"cut":false,"hidden":false,"merged":[]}
[]
[null,"エリア外調達分のみ抽出（億kWh）",null,null,null,null,null,null,null,null,"[億kWh]",null,null,"エリア外調達分のみ抽出（％）",null,null,null,null,null,null,null,null,"[%]"]
[null,null,"北海道","東北","東京","中部","北陸","関西","中国","四国","九州",null,null,null,"北海道","東北","東京","中部","北陸","関西","中国","四国","九州"]
[null,"北海道",null,"",0.33099999999999996,"","","","","","",null,null,"北海道",null,"",1.1818305162207129E-4,"","","","","",""]
[null,"東北",0.25191999999999998,null,336.54264333333333,"","","","","","",null,null,"東北",8.2591305488164714E-4,null,0.12016204407882679,"","","","","",""]
[null,"東京",2.0110000000000001,7.5523799999999994,null,"","",5.9640000000000013,0.77,"","",null,null,"東京",6.593010294406924E-3,9.1755315271534431E-3,null,"","",4.1811846689895479E-3,1.2844036697247706E-3,"",""]
[null,"中部","","",1.849,null,1.2290000000000001,40.999000000000002,"","","",null,null,"中部","","",6.6018266600969741E-4,null,4.2990065761858128E-3,2.8743190852431665E-2,"","",""]
[null,"北陸","","",32.516999999999996,1.1499999999999999,null,"","","","",null,null,"北陸","","",1.1610145890014781E-2,8.6314304156596662E-4,null,"","","",""]
[null,"関西","","",18.843,55.681999999999995,0.73,null,14.851999999999999,0.40299999999999997,2.242,null,null,"関西","","",6.7278647785942282E-3,4.1792635513457521E-2,2.5535189590037777E-3,null,2.4773978315262717E-2,1.5108345205068604E-3,2.6235416642287931E-3]
[null,"中国","",2E-3,2.7039999999999997,0.12,"",10.4848207,null,1.724,0.87800000000000011,null,null,"中国","",2.4298384157453531E-6,9.654591286588544E-4,9.0067099989492167E-5,"",7.3505988544507461E-3,null,6.4632226137812101E-3,1.027417297588261E-3]
[null,"四国","","",8.9239999999999995,0.91400000000000003,"",76.892999999999986,14.31,null,4.71,null,null,"四国","","",3.1863007633696808E-3,6.8601107825329874E-4,"",5.3907416625186652E-2,2.3869891576313595E-2,null,5.5115438173584377E-3]
[null,"九州","",0.87,31.936000000000003,1.1894,"",6.8504000000000005,68.405310020000002,24.56,null,null,null,"九州","",1.0569797108492284E-3,1.1402700714811087E-2,8.9271507272918322E-4,"",4.8026135909533868E-3,0.11410393664720601,9.2074679463147638E-2]
[null,"合計",2.2629200000000003,8.4243799999999993,433.64664333333332,59.055399999999992,1.9590000000000001,141.1912207,98.337310020000004,26.686999999999998,7.83,null,null,"合計",7.4189233492885712E-3,1.0234941076418416E-2,0.15483288107190718,4.4324571805995472E-2,6.8525255351895905E-3,9.8985004592011983E-2,0.16403221020850711,0.10004873659743571,9.1625027791754909E-3]

{"sheet":"図６－１・２","index":25,"n_rows":14,"n_cols":6,"rows_kept":14,"cut":false,"hidden":false,"merged":[]}
[]
[]
[null,"需要電力別の小売電気事業者数",null,null,null,"[者]"]
[null,null,2021,2022,2026,2031]
[null,"100万kW未満",693,696,690,689]
[null,"100～1,000万kW",14,11,17,19]
[null,"1,000万kW以上",5,5,5,4]
[]
[]
[null,"各規模別の需要電力（積算）",null,null,null,"[万kW]"]
[null,null,2021,2022,2026,2031]
[null,"100万kW未満",2785.9800000000005,2769.1,2821.3399999999988,3181.54]
[null,"100～1,000万kW",3872.5200000000004,3410.2699999999995,4117.8499999999995,5745.4599999999991]
[null,"1,000万kW以上",9982.630000000001,9479.7100000000009,9306.27,8323.86]

{"sheet":"図６－３・４","index":26,"n_rows":73,"n_cols":6,"rows_kept":73,"cut":false,"hidden":false,"merged":[]}
[]
[]
[null,"需要電力量別の小売電気事業者数",null,null,null,"[者]"]
[null,null,2021,2022,2026,2031]
[null,"10億kWh未満",664,662,653,651]
[null,"10～100億kWh",37,38,46,45]
[null,"100億kWh以上",11,12,13,16]
[]
[]
[]
[null,"各規模別の需要電力量（積算）",null,null,null,"[億kWh]"]
[null,null,2021,2022,2026,2031]
[null,"10億kWh未満",424.25600000000009,441.28899999999999,459.95500000000021,524.21100000000001]
[null,"10～100億kWh",1163.4342200000001,1005.32425,1231.0019,1158.5378099999998]
[null,"100億kWh以上",7055.8439999999991,6942.3149999999996,6938.360999999999,7289.1699999999992]
[]
[]
[]
[]
[]
[]
[]
[]
[]
[]
[]
[]
[]
[]
[]
[]
[]
[]
[]
[]
[]
[]
[]
[]
[]
[]
[]
[]
[]
[]
[]
[]
[]
[]
[]
[]
[]
[]
[]
[]
[]
[]
[]
[]
[]
[]
[]
[]
[]
[]
[]
[]
[]
[]
[]
[]
[]
["word版"]

{"sheet":"図６－５・６","index":27,"n_rows":5,"n_cols":12,"rows_kept":5,"cut":false,"hidden":false,"merged":[]}
[]
[null,"事業エリア数毎の小売電気事業者比率・事業者数",null,null,null,null,null,null,null,null,null,"上段：[者]，下段：[%]"]
[null,null,"1エリア","2エリア","3エリア","4エリア","5エリア","6エリア","7エリア","8エリア","9エリア","10エリア"]
[null,"事業者数",306,62,24,23,17,19,20,23,100,15]
[null,"比率",50.246305418719217,10.180623973727423,3.9408866995073892,3.7766830870279149,2.7914614121510675,3.1198686371100166,3.284072249589491,3.7766830870279149,16.420361247947454,2.4630541871921183]

{"sheet":"図６－７","index":28,"n_rows":5,"n_cols":12,"rows_kept":5,"cut":false,"hidden":false,"merged":[]}
[]
[null,"各エリアで事業を展開する小売電気事業者数及びエリア需要",null,null,null,null,null,null,null,null,null,"[者]"]
[null,null,"北海道","東北","東京","中部","北陸","関西","中国","四国","九州","沖縄"]
[null,"2021年度事業者数（2021供計）",161,241,354,262,146,252,213,179,239,18]
[null,"2022年度事業者数（2022供計）",172,251,373,276,158,266,218,186,244,23]

{"sheet":"図６－８・９","index":29,"n_rows":9,"n_cols":68,"rows_kept":9,"cut":false,"hidden":false,"merged":[]}
[]
[null,"図６－8",null,null,null,null,null,null,null,null,null,"[万kW]",null,null,null,null,"図６－９",null,null,null,null,null,null,null,null,null,"[万kW]"]
[null,null,2022,2023,2024,2025,2026,2027,2028,2029,2030,2031,null,null,null,null,null,2022,2023,2024,2025,2026,2027,2028,2029,2030,2031,null,null,null,null,null,null,null,null,null,2019,null,null,2020,null,null,2021,null,null,2022,null,null,2023,null,null,2024,null,null,2025,null,null,2026,null,null,2027,null,null,2028,null,null,2029]
[null,"需要",11214.8,10992.499999999998,10966.7,10986.9,10940.8,10937.3,10924.400000000001,10915.500000000002,10905.9,10882.199999999999,null,null,null,null,"確保済供給力",2312.8100000000495,1881.8500000000208,1883.3500000000229,2008.2000000000326,2132.1700000000028,2141.9400000000196,2153.9700000000007,2171.8300000000131,2186.6300000000083,2202.6000000000049,null,null,null,null,null,null,null,null,"需要",null,null,null,12284.7,null,null,12009.6,null,null,11837.5,null,null,11753,null,null,11677,null,null,11609.3,null,null,11548.5,null,null,11495.2,null,null,11431.9,null,null,11369.9]
[null,"小売確保済供給力",12161.6373,12272.9907,11571.2798,11495.772200000001,9436.5932000000012,9399.820099999999,9397.5959000000003,9357.4529000000002,9343.6589999999997,9232.3241999999991,null,null,null,null,"需要電力",4444.264126558277,4694.4805175497095,4899.6800315827031,5095.3447009633383,5304.6512325829426,5507.8967255695898,5716.2176386194988,5927.6850751799557,6142.1410187225065,6368.6786456802565,null,null,null,null,null,null,null,null,"小売確保済供給力",null,null,null,null,13424.507600000001,null,null,13092.357700000004,null,null,12889.0679,null,null,12772.468199999999,null,null,12628.2438,null,null,12643.544599999999,null,null,10584.368,null,null,10618.7891,null,null,10610.360199999999,null,null,10597.961399999997]
[null,"発電余力",743.59,1836.1799999999998,2437.86,2045.83,4117.7199999999993,4139.9199999999992,4046.9,3925.3999999999996,3995.54,4025.82,null,null,null,null,"確保済供給力比率",0.52040336355776717,0.40086437529455443,0.38438224289345274,0.39412446416438862,0.40194348440921079,0.38888528720162496,0.37681735304259645,0.36638754799808249,0.35600452567512064,0.34584882085296975,null,null,null,null,null,null,null,null,"発電余力",null,null,null,null,842.93999999999994,null,null,1426.1699999999998,null,null,1552.98,null,null,1743.5009999999997,null,null,1814.6499999999999,null,null,1766.5199999999998,null,null,3723.8199999999997,null,null,3732.7400000000002,null,null,3732.66,null,null,3748.83]
[null,"小売確保済供給力比率",1.0844274797588902,1.1164876688651355,1.0551286895784511,1.0463162675549975,0.86251400263234879,0.85942783868047867,0.86023908864560061,0.85726287389491995,0.85675267515748355,0.84838766058333792]
[null,"自エリア供給力比率",1.1507318275849772,1.2835270138730956,1.277425278342619,1.2325225677852718,1.2388777054694355,1.2379417315059476,1.2306850627952106,1.2168799322064952,1.223117670251882,1.21833307603242,null,null,null,null,null,null,null,null,null,null,null,null,null,null,null,null,null,null,null,null,null,null,null,"小売確保済供給力比率",null,null,null,1.0927826971761623,null,null,1.0901576821875836,null,null,1.0888336135163674,null,null,1.0867411043988768,null,null,1.0814630298878136,null,null,1.0890875935672262,null,null,0.91651452569597791,null,null,0.92375853399679864,null,null,0.92813619783238133,null,null,0.932106825917554]
[null,null,null,null,null,null,null,null,null,null,null,null,null,null,null,null,null,null,null,null,null,null,null,null,null,null,null,null,null,null,null,null,null,null,null,"自エリア供給力比率",null,null,null,1.1613997574218338,null,null,1.2089101801891824,null,null,1.2200251657866947,null,null,1.235086292861397,null,null,1.2368668151066198,null,null,1.2412518067411473,null,null,1.2389650603974542,null,null,1.2484801569350685,null,null,1.2546488510221399,null,null,1.2618221268436836]

{"sheet":"図６－１０・１１","index":30,"n_rows":14,"n_cols":6,"rows_kept":14,"cut":false,"hidden":false,"merged":[]}
[]
[null,"供給電力別の発電事業者数",null,null,null,"[者]"]
[null,null,2021,2022,2026,2031]
[null,"100万kW未満",992,990,989,989]
[null,"100～1,000万kW",10,12,14,14]
[null,"1,000万kW以上",5,5,4,4]
[]
[]
[]
[null,"各規模別の供給電力（積算）",null,null,null,"[万kW]"]
[null,null,2021,2022,2026,2031]
[null,"100万kW未満",2304.29,2363.5,2617.69,2614.6499999999996]
[null,"100～1,000万kW",3771.8444000000004,4099.6774999999998,5295.5713000000005,5374.9706999999999]
[null,"1,000万kW以上",10222.32,9892.5300000000007,9570.83,9375.5]

{"sheet":"図６－１２・１３","index":31,"n_rows":14,"n_cols":6,"rows_kept":14,"cut":false,"hidden":false,"merged":[]}
[]
[null,"供給電力量別の発電事業者数",null,null,null,"[者]"]
[null,null,2021,2022,2026,2031]
[null,"10億kWh未満",967,965,964,964]
[null,"10～100億kWh",30,31,33,32]
[null,"100億kWh以上",10,11,10,11]
[]
[]
[]
[null,"各規模別の供給電力量（積算）",null,null,null,"[億kWh]"]
[null,null,2021,2022,2026,2031]
[null,"10億kWh未満",807.84799999999996,888.85199999999986,1064.9689999999998,1067.7239999999997]
[null,"10～100億kWh",1095.7606699999999,1275.88688,1355.4400699999999,1233.96759]
[null,"100億kWh以上",6257.9859999999999,6038.8680000000004,5836.98,5746.7430000000004]

{"sheet":"図６－１４","index":32,"n_rows":4,"n_cols":8,"rows_kept":4,"cut":false,"hidden":false,"merged":[]}
[null,null,null,null,null,null,null,"[者]"]
[null,null,"太陽光のみ","風力のみ","新エネのみ\n（太陽光のみ・風力のみを除く）","水力のみ","火力のみ","上記以外の事業者"]
[null,"事業者数",532,103,78,19,56,116]
[null,"前年差",70,4,2,-1,-14,25]

{"sheet":"図６－１５・１６","index":33,"n_rows":5,"n_cols":12,"rows_kept":5,"cut":false,"hidden":false,"merged":[]}
[]
[null,"事業エリア数毎の発電事業者比率・事業者数",null,null,null,null,null,null,null,null,null,"上段：[者]，下段：[%]"]
[null,null,"1エリア","2エリア","3エリア","4エリア","5エリア","6エリア","7エリア","8エリア","9エリア","10エリア"]
[null,"事業者数",708,44,32,21,21,18,13,8,5,1]
[null,"比率",81.285878300803674,5.05166475315729,3.6739380022962114,2.4110218140068884,2.4110218140068884,2.0665901262916191,1.4925373134328357,0.91848450057405284,0.57405281285878307,0.11481056257175661]

{"sheet":"図６－１７","index":34,"n_rows":5,"n_cols":12,"rows_kept":5,"cut":false,"hidden":false,"merged":[]}
[]
[]
[null,"各エリアで事業を展開する発電事業者数及び供給力",null,null,null,null,null,null,null,null,null,"[者]"]
[null,null,"北海道","東北","東京","中部","北陸","関西","中国","四国","九州","沖縄"]
[null,"事業者数",102,260,277,136,45,131,155,68,218,7]

{"sheet":"表（別）１－１～６","index":35,"n_rows":98,"n_cols":17,"rows_kept":98,"cut":false,"hidden":false,"merged":[]}
[]
[]
[]
[]
[]
[null,null,null,null,"表（別）１－１　各月別の需要電力見通し"]
[null,null,null,null,null,null,null,null,null,null,null,null,null,null,null,null,"【万ｋＷ】"]
[null,null,null,null,null,"4月","5月","6月","7月","8月","9月","10月","11月","12月","1月","2月","3月"]
[null,null,null,null,"北海道",395,359,357,406,417,391,393,450,484,499,495,452]
[null,null,null,null,"東北",1057,982,1063,1271,1306,1175,1040,1166,1306,1369,1347,1224]
[null,null,null,null,"東京",3858,3681,4204,5379,5379,4569,3857,4016,4436,4765,4765,4340]
[null,null,null,null,"東３社計",5310,5022,5624,7056,7102,6135,5290,5632,6226,6633,6607,6016]
[null,null,null,null,"中部",1850,1869,2045,2485,2485,2342,1984,1946,2207,2342,2342,2074]
[null,null,null,null,"北陸",390,363.5,401.5,495,495,441,377.5,413.5,473,511,511,456.5]
[null,null,null,null,"関西",1837.7,1856.4,2126.1999999999998,2739,2739,2340.5,1910.5,1941.5,2366.4,2515,2515,2150]
[null,null,null,null,"中国",759,750,823,1047,1047,935,783,856,1029,1040,1040,914]
[null,null,null,null,"四国",344,343,392,494,494,432,362,370,461,461,461,404]
[null,null,null,null,"九州",1037,1053,1199,1535,1535,1324,1128,1152,1446,1464,1464,1239]
[null,null,null,null,"中西６社計",6217.7,6234.9,6986.7,8795,8795,7814.5,6545,6679,7982.4,8333,8333,7237.5]
[null,null,null,null,"９社合計",11527.7,11256.9,12610.7,15851,15897,13949.5,11835,12311,14208.4,14966,14940,13253.5]
[null,null,null,null,"沖縄",103.2,122.2,146.22380000000001,146.9538,147.35999999999999,151.69999999999999,132.19999999999999,114.2,98.7,102.1,100.8,93.8]
[null,null,null,null,"１０社合計",11630.9,11379.1,12756.9238,15997.953799999999,16044.36,14101.2,11967.2,12425.2,14307.1,15068.1,15040.8,13347.3]
[]
[null,null,null,null,"表（別）１－２　各月別の供給力見通し"]
[null,null,null,null,null,null,null,null,null,null,null,null,null,null,null,null,"【万ｋＷ】"]
[null,null,null,null,null,"4月","5月","6月","7月","8月","9月","10月","11月","12月","1月","2月","3月"]
[null,null,null,null,"北海道",574.90999999999985,594.68000000000006,575.95000000000039,596.41196491738026,562.34015239320274,549.20999999999981,581.06999999999994,610.94770000000017,632.70000000000005,626.97529999999995,626.12659999999994,608.97000000000014]
[null,null,null,null,"東北",1246.6400000000001,1158.6200000000001,1175.19,1504.5667790603366,1548.9006545261441,1379.0300000000002,1249.98,1270.3123000000001,1429.1299999999999,1528.3847000000001,1503.0934000000002,1468.02]
[null,null,null,null,"東京",4370.5,4467.3000000000011,4772.7699999999986,5920.031265193139,5914.2100400808722,5548.68,4594.42,4302.2700000000004,5093.7300000000005,5418.85,5473.25,5248.32]
[null,null,null,null,"東３社計",6192.05,6220.6,6523.9099999999989,8021.0100091708564,8025.4508470002183,7476.92,6425.4699999999993,6183.5300000000007,7155.56,7574.2100000000009,7602.4699999999993,7325.31]
[null,null,null,null,"中部",2040,2122.9900000000002,2442.12,2597.4557831675811,2705.8067984080735,2540.5100000000002,2293.2900000000018,2104.5000000000005,2358.0899999999992,2438.2099999999987,2441.4600000000009,2307.7299999999977]
[null,null,null,null,"北陸",487.36,460.40999999999997,475.48,570.90486032344347,579.16665393078995,525.52,533.41999999999996,509.20999999999992,523.0200000000001,510.94999999999993,514.91000000000008,525.54]
[null,null,null,null,"関西",2060.7690000000002,2095.3990000000003,2403.009,2806.1127397014384,2730.0765196286889,2402.6289999999999,1805.3489999999997,1972.8790000000001,2496.279,2643.5690000000004,2754.8789999999999,2560.6589999999997]
[null,null,null,null,"中国",893.68,935.5999999999998,1039.69,1333.9490081582592,1309.0442373309729,1174.69,1004.3399999999999,1015.8499999999998,1182.5899999999999,1234.2900000000002,1213.5799999999997,1138.93]
[null,null,null,null,"四国",540.75,575.48000000000013,629.58999999999992,694.71845284358892,702.81215296018695,655.49,604.3599999999999,565.83999999999992,589.51,594.04000000000008,504.28000000000003,519.56000000000006]
[null,null,null,null,"九州",1244.1500000000001,1230.76,1417.92,1713.3504679520834,1689.6297376679181,1570.3899999999999,1455.9500000000003,1441.3,1616.4099999999999,1657.03,1587.13,1337.57]
[null,null,null,null,"中西６社計",7266.7089999999998,7420.639000000001,8407.8089999999993,9716.4913121463942,9716.5360999266304,8869.2289999999975,7696.7090000000007,7609.5790000000006,8765.8989999999994,9078.0889999999999,9016.2390000000014,8389.9889999999978]
[null,null,null,null,"９社合計",13458.759,13641.239000000001,14931.719000000001,17737.50132131725,17741.986946926849,16346.148999999999,14122.179,13793.109000000002,15921.458999999999,16652.298999999999,16618.709000000003,15715.298999999999]
[null,null,null,null,"沖縄",167.7105,165.92570000000001,187.14000000000001,198.35450000000003,206.41040000000004,198.4992,202.6866,183.0307,171.2056,160.35739999999998,161.76889999999997,174.70060000000001]
[null,null,null,null,"１０社合計",13626.469500000001,13807.164700000003,15118.859,17935.855821317251,17948.397346926846,16544.6482,14324.865600000001,13976.139700000003,16092.6646,16812.6564,16780.477900000005,15889.999599999999]
[]
[null,null,null,null,"表（別）１－３　各月別の供給予備力見通し"]
[null,null,null,null,null,null,null,null,null,null,null,null,null,null,null,null,"【万ｋＷ】"]
[null,null,null,null,null,"4月","5月","6月","7月","8月","9月","10月","11月","12月","1月","2月","3月"]
[null,null,null,null,"北海道",179.90999999999985,235.68000000000012,218.95000000000036,190.41196491738029,145.34015239320269,158.20999999999975,188.06999999999988,160.94770000000017,148.7000000000001,127.97529999999998,131.12659999999997,156.97000000000017]
[null,null,null,null,"東北",189.64000000000016,176.62000000000006,112.19000000000014,233.56677906033656,242.900654526144,204.03000000000011,209.97999999999993,104.31229999999996,123.12999999999992,159.38469999999998,156.09340000000012,244.02000000000007]
[null,null,null,null,"東京",512.5,786.30000000000075,568.76999999999896,541.03126519313878,535.21004008087255,979.68000000000029,737.41999999999973,286.27000000000044,657.73000000000025,653.8500000000007,708.25,908.31999999999971]
[null,null,null,null,"東３社計",882.05,1198.6000000000008,899.90999999999951,965.01000917085571,923.45084700021926,1341.92,1135.4699999999996,551.53000000000054,929.56000000000017,941.2100000000006,995.47,1309.31]
[null,null,null,null,"中部",190,253.99000000000015,397.11999999999972,112.4557831675811,220.80679840807352,198.51000000000022,309.29000000000161,158.50000000000037,151.08999999999941,96.209999999998757,99.460000000000946,233.72999999999774]
[null,null,null,null,"北陸",97.360000000000042,96.90999999999994,73.980000000000018,75.90486032344343,84.16665393078992,84.519999999999982,155.91999999999999,95.709999999999951,50.020000000000074,-5.0000000000090951E-2,3.9100000000000366,69.039999999999964]
[null,null,null,null,"関西",223.06900000000024,238.99900000000017,276.80900000000003,67.112739701438471,-8.9234803713112338,62.128999999999721,-105.15100000000021,31.379000000000087,129.87900000000008,128.56900000000024,239.87899999999973,410.65899999999965]
[null,null,null,null,"中国",134.67999999999992,185.59999999999982,216.69000000000014,286.94900815825912,262.04423733097281,239.68999999999997,221.33999999999997,159.84999999999982,153.58999999999997,194.29000000000013,173.57999999999976,224.93000000000012]
[null,null,null,null,"四国",196.75,232.4800000000001,237.58999999999997,200.71845284358886,208.81215296018701,223.48999999999995,242.35999999999996,195.83999999999997,128.51000000000005,133.04000000000005,43.280000000000015,115.56000000000003]
[null,null,null,null,"九州",207.15,177.76000000000005,218.92000000000007,178.35046795208328,154.62973766791802,246.38999999999996,327.95000000000016,289.3,170.40999999999985,193.02999999999992,123.13000000000011,98.569999999999894]
[null,null,null,null,"中西６社計",1049.0090000000002,1185.739,1421.1089999999999,921.49131214639419,921.53609992663007,1054.7289999999998,1151.7090000000014,930.57900000000006,783.49899999999946,745.08899999999903,683.2390000000006,1152.4889999999973]
[null,null,null,null,"９社合計",1931.0590000000004,2384.3390000000009,2321.0189999999993,1886.5013213172497,1844.9869469268494,2396.6489999999999,2287.179000000001,1482.1090000000008,1713.0589999999997,1686.2989999999998,1678.7090000000007,2461.7989999999972]
[null,null,null,null,"沖縄",64.510500000000008,43.725700000000003,40.916200000000003,51.400700000000029,59.050400000000039,46.799199999999999,70.486599999999996,68.830700000000007,72.505600000000001,58.257399999999983,60.968899999999984,80.900600000000011]
[null,null,null,null,"１０社合計",1995.5695000000003,2428.0647000000013,2361.9351999999994,1937.9020213172498,1904.0373469268495,2443.4481999999998,2357.6656000000012,1550.9397000000008,1785.5645999999997,1744.5563999999999,1739.6779000000006,2542.6995999999972]
[]
[]
[null,null,null,null,"表（別）１－４　各月別の供給予備率見通し",null,null,null,null,null,null,null,null,null,null,null,"[%]"]
[null,null,null,null,null,"4月","5月","6月","7月","8月","9月","10月","11月","12月","1月","2月","3月"]
[null,null,null,null,"北海道",0.45546835443037936,0.65649025069637912,0.61330532212885258,0.46899498748123225,0.34853753571511437,0.40462915601022958,0.47854961832061044,0.35766155555555595,0.3072314049586779,0.25646352705410813,0.26490222222222215,0.34727876106194727]
[null,null,null,null,"東北",0.17941343424787148,0.17985743380855404,0.10554092191909703,0.18376615189640957,0.18598825002001837,0.17364255319148947,0.20190384615384607,8.9461663807890182E-2,9.4280245022970846E-2,0.11642417823228632,0.11588225686711218,0.19936274509803928]
[null,null,null,null,"東京",0.13284085018144115,0.21361043194784046,0.13529257849666959,0.10058212775481294,9.9499914497280642E-2,0.21441891004596197,0.19119004407570644,7.1282370517928392E-2,0.14827096483318311,0.13721930745015756,0.14863588667366212,0.20929032258064509]
[null,null,null,null,"東３社計",0.1661111111111111,0.23866985264834745,0.16001244665718342,0.13676445708203736,0.13002687228952678,0.2187318663406683,0.21464461247637043,9.7927911931818282E-2,0.14930292322518474,0.14189808533092124,0.15066898743756624,0.2176379654255319]
[null,null,null,null,"中部",0.10270270270270271,0.13589620117710013,0.19419070904645463,4.5253836284740889E-2,8.885585449017043E-2,8.4760888129803674E-2,0.15589213709677499,8.1449126413155382E-2,6.8459447213411614E-2,4.1080273270708269E-2,4.2467976088813385E-2,0.11269527483124289]
[null,null,null,null,"北陸",0.24964102564102572,0.26660247592847303,0.18425902864259033,0.15334315216857258,0.17003364430462611,0.19165532879818589,0.41303311258278141,0.2314631197097943,0.10575052854122637,-9.7847358121508712E-5,7.6516634050881336E-3,0.15123767798466586]
[null,null,null,null,"関西",0.12138488327801068,0.12874326653738427,0.13018954002445679,2.4502643191470785E-2,-3.257933687955909E-3,2.6545182653279095E-2,-5.5038471604292177E-2,1.6162245686325051E-2,5.4884634888438172E-2,5.1120874751491144E-2,9.537932405566589E-2,0.19100418604651145]
[null,null,null,null,"中国",0.17744400527009213,0.24746666666666642,0.263292831105711,0.27406782059050538,0.25028102896941051,0.25635294117647056,0.28268199233716468,0.18674065420560726,0.14926141885325556,0.18681730769230784,0.1669038461538459,0.24609409190372003]
[null,null,null,null,"四国",0.57194767441860461,0.67778425655976704,0.60609693877551007,0.40631265757811513,0.42269666591130972,0.51733796296296286,0.66950276243093909,0.52929729729729724,0.27876355748373111,0.28859002169197406,9.3882863340564032E-2,0.28603960396039613]
[null,null,null,null,"九州",0.19975891996142719,0.16881291547958219,0.18258548790658888,0.1161892299362106,0.10073598545141239,0.18609516616314198,0.29073581560283707,0.25112847222222223,0.11784923928077445,0.1318510928961748,8.4105191256830678E-2,7.9556093623890142E-2]
[null,null,null,null,"中西６社計",0.16871335059587952,0.19017770934577943,0.20340203529563311,0.10477445277389359,0.10477954518779194,0.13497075948557166,0.17596776165011482,0.13932909118131459,9.8153312287031391E-2,8.9414256570262696E-2,8.1991959678387211E-2,0.15923854922279757]
[null,null,null,null,"９社合計",0.16751468202677033,0.21181133349323536,0.18405155939004175,0.11901465657165161,0.11605881279026542,0.17180895372593999,0.19325551330798485,0.12038900170579163,0.12056663663748203,0.11267533074969931,0.11236338688085681,0.18574708567548173]
[null,null,null,null,"沖縄",0.62510174418604658,0.3578207855973814,0.2802899527983817,0.3855907877169561,0.43524690553745948,0.37991562294001313,0.53318154311649013,0.6027206654991244,0.73460587639311048,0.57059157688540629,0.60485019841269827,0.86247974413646067]
[null,null,null,null,"１０社合計",0.17157481364296834,0.21337932701180246,0.18517015440081505,0.12151035081478738,0.11911138886183292,0.17404775480100981,0.19701062905274425,0.12482211151530767,0.12480269236952281,0.11577812730204869,0.11566392080208504,0.19050291819319243]
[]
[]
[null,null,null,null,"表（別）１－５　エリア間の供給力送受を考慮した供給予備率",null,null,null,null,null,null,null,null,null,null,null,"[%]"]
[null,null,null,null,null,"4月","5月","6月","7月","8月","9月","10月","11月","12月","1月","2月","3月"]
[null,null,null,null,"北海道",0.29551898734177195,0.48662952646239604,0.5552380952380962,0.4148077953630056,0.27558789542734641,0.3191815856777489,0.34155216284987261,0.21077266666666705,0.16061983471073696,0.15383297644539606,0.15592833876221521,0.20216814159291938]
[null,null,null,null,"東北",0.18334910122983569,0.20275823782563626,0.13322384659198774,0.15293216291135817,0.2007661979526365,0.16755902201570985,0.23072115384615594,0.14615120068610632,0.11915413424266293,0.15383297644539606,0.15592833876221521,0.19929738562079716]
[null,null,null,null,"東京",0.14653819201121643,0.20275823782563626,0.13322384659198774,0.10286203565115226,0.10156721325169306,0.16755902201570985,0.17047565080789825,8.0704681274894025E-2,0.11915413424266293,0.10680554283096666,0.1062367537028555,0.18367341826820499]
[null,null,null,null,"中部",0.14653819201121643,0.20275823782563626,0.20242767388846794,0.10286203565115226,0.1047798934295839,0.16755902201570985,0.17047565080789825,0.11306748109366163,0.11915413424266293,0.10680554283096666,0.1062367537028555,0.18367341826820499]
[null,null,null,null,"北陸",0.17951988460746862,0.20275823782563626,0.20242767388846794,0.11327499333164937,0.1047798934295839,0.16755902201570985,0.17047565080789825,0.11306748109366163,0.11915413424266293,0.10680554283096666,0.1062367537028555,0.18367341826820499]
[null,null,null,null,"関西",0.17951988460746862,0.20275823782563626,0.20242767388846794,0.11327499333164937,0.1047798934295839,0.16755902201570985,0.17047565080789825,0.11306748109366163,0.11915413424266293,0.10680554283096666,0.1062367537028555,0.18367341826820499]
[null,null,null,null,"中国",0.17951988460746862,0.20275823782563626,0.20242767388846794,0.11327499333164937,0.1047798934295839,0.16755902201570985,0.17047565080789825,0.11306748109366163,0.11915413424266293,0.10680554283096666,0.1062367537028555,0.18367341826820499]
[null,null,null,null,"四国",0.17951988460746862,0.20275823782563626,0.21941326530615687,0.11327499333164937,0.1047798934295839,0.16755902201570985,0.24245856353593517,0.1191351351351691,0.11915413424266293,0.10680554283096666,0.1062367537028555,0.18367341826820499]
[null,null,null,null,"九州",0.17951988460746862,0.20275823782563626,0.20200000000000001,0.11327499333164937,0.1047798934295839,0.16755902201570985,0.27123226950354612,0.23052951388888895,0.11915413424266293,0.10680554283096666,0.1062367537028555,0.18367341826820499]
[null,null,null,null,"沖縄",0.62510174418604658,0.3578207855973814,0.27981901715042284,0.34977455499619625,0.40072204125950084,0.30849835201054709,0.53318154311649013,0.6027206654991244,0.73460587639311048,0.57059157688540629,0.60485019841269827,0.86247974413646067]
[]
[]
[null,null,null,null,"表（別）１－６　沖縄エリアの指定断面の需給バランス",null,null,null,null,null,null,null,null,null,null,null,"【万ｋＷ】"]
[null,null,null,null,null,"4月","5月","6月","7月","8月","9月","10月","11月","12月","1月","2月","3月"]
[null,null,null,null,"需要電力",103.2,122.2,148.30000000000001,149.80000000000001,153.5,151.69999999999999,132.19999999999999,114.2,98.7,102.1,100.8,93.8]
[null,null,null,null,"供給力",167.7105,165.92570000000001,189.86700000000002,207.56150000000002,220.31040000000002,209.33319999999998,202.6866,183.0307,171.2056,160.35739999999998,161.76889999999997,174.70060000000001]
[null,null,null,null,"供給予備力",64.510500000000008,43.725700000000003,41.567000000000007,57.761500000000026,66.81040000000003,57.633199999999988,70.486599999999996,68.830700000000007,72.505600000000001,58.257399999999983,60.968899999999984,80.900600000000011]
[null,null,null,null,"供給予備率",0.62510174418604658,0.3578207855973814,0.2802899527983817,0.3855907877169561,0.43524690553745948,0.37991562294001313,0.53318154311649013,0.6027206654991244,0.73460587639311048,0.57059157688540629,0.60485019841269827,0.86247974413646067]

{"sheet":"表（別）１－７～１２","index":36,"n_rows":98,"n_cols":17,"rows_kept":98,"cut":false,"hidden":false,"merged":[]}
[]
[]
[]
[]
[]
[null,null,null,null,"表（別）１－７　各月別の需要電力見通し"]
[null,null,null,null,null,null,null,null,null,null,null,null,null,null,null,null,"【万ｋＷ】"]
[null,null,null,null,null,"4月","5月","6月","7月","8月","9月","10月","11月","12月","1月","2月","3月"]
[null,null,null,null,"北海道",395,359,357,406,417,391,393,450,484,499,495,452]
[null,null,null,null,"東北",1054,980,1061,1268,1303,1173,1037,1163,1302,1365,1343,1220]
[null,null,null,null,"東京",3846,3669,4192,5364,5364,4555,3846,4004,4423,4751,4751,4318]
[null,null,null,null,"東３社計",5295,5008,5610,7038,7084,6119,5276,5617,6209,6615,6589,5990]
[null,null,null,null,"中部",1849,1868,2045,2484,2484,2341,1983,1945,2206,2341,2341,2074]
[null,null,null,null,"北陸",390,363.5,401.5,495,495,441,379,415,475,513,513,458.5]
[null,null,null,null,"関西",1834.8,1853.5,2122.9,2735,2735,2336.9,1907.5,1938.4,2362.8000000000002,2511,2511,2146.8000000000002]
[null,null,null,null,"中国",758,749,822,1046,1046,934,782,856,1028,1039,1039,913]
[null,null,null,null,"四国",343,341,389,492,492,429,360,368,458,458,458,401]
[null,null,null,null,"九州",1038,1054,1200,1536,1536,1324,1129,1153,1447,1465,1465,1240]
[null,null,null,null,"中西６社計",6212.8,6229,6980.4,8788,8788,7805.9,6540.5,6675.4,7976.8,8327,8327,7233.3]
[null,null,null,null,"９社合計",11507.8,11237,12590.4,15826,15872,13924.9,11816.5,12292.4,14185.8,14942,14916,13223.3]
[null,null,null,null,"沖縄",104.5,123.8,150.19999999999999,148.91579999999999,149.28,153.6,133.9,115.7,100,103.4,102.2,95]
[null,null,null,null,"１０社合計",11612.3,11360.8,12740.6,15974.915799999999,16021.279999999999,14078.5,11950.4,12408.1,14285.8,15045.4,15018.2,13318.3]
[]
[null,null,null,null,"表（別）１－８　各月別の供給力見通し"]
[null,null,null,null,null,null,null,null,null,null,null,null,null,null,null,null,"【万ｋＷ】"]
[null,null,null,null,null,"4月","5月","6月","7月","8月","9月","10月","11月","12月","1月","2月","3月"]
[null,null,null,null,"北海道",556.98030000000028,580.56000000000006,538.4899999999999,555.14000000000021,566.41000000000008,511.29000000000013,514.40020000000004,572.33910000000003,668.82999999999993,660.49999999999977,669.41999999999985,602.0300000000002]
[null,null,null,null,"東北",1326.0497,1363.0700000000002,1368.4600000000003,1636.86,1693.25,1535.66,1288.3498000000002,1373.4909,1527.6,1595.5900000000001,1624.39,1515.1799999999998]
[null,null,null,null,"東京",4283.96,4331.01,4979.3000000000011,5849.95,5868.24,5476.41,4557.7299999999996,4406.76,5121.21,5534.5199999999995,5640.1600000000008,5273.01]
[null,null,null,null,"東３社計",6166.99,6274.6400000000012,6886.25,8041.95,8127.9,7523.3600000000006,6360.48,6352.5900000000011,7317.6399999999994,7790.6099999999988,7933.9700000000012,7390.2200000000012]
[null,null,null,null,"中部",2289.5100000000002,2191.8799999999987,2438.0199999999995,2688.3299999999995,2669.99,2445.4699999999984,2231.9999999999986,2096.7900000000022,2399.1399999999985,2487.4699999999984,2450.87,2310.1500000000005]
[null,null,null,null,"北陸",467.18,470.17999999999995,492.35,553.92000000000007,532.05999999999983,488.98,514.67000000000007,495.63,480.26000000000005,505.84,512.78,512.31999999999994]
[null,null,null,null,"関西",2411.2089999999998,2471.2089999999998,2795.3789999999999,3046.9590000000003,3125.3689999999997,2949.9590000000003,2420.549,2587.7090000000003,2867.9590000000003,2865.8589999999999,2826.6590000000001,2601.3590000000004]
[null,null,null,null,"中国",1048.21,1090.23,1204.8899999999999,1397.96,1339.24,1130.52,1003.96,952.01999999999987,1195.24,1281.01,1213.6300000000001,1014.4399999999999]
[null,null,null,null,"四国",478.68,621.5,669.23000000000013,763.3599999999999,735.33,649.26,584.3599999999999,545.31999999999994,579.72,663.6400000000001,667.7,674.95]
[null,null,null,null,"九州",1315.3799999999999,1337.8700000000001,1538.14,1786.92,1747.5199999999998,1630.52,1478.6200000000001,1494.8799999999999,1574.4900000000002,1591.8100000000002,1659.47,1510.35]
[null,null,null,null,"中西６社計",8010.1689999999999,8182.8689999999988,9138.009,10237.449000000001,10149.509,9294.7089999999989,8234.1589999999978,8172.349000000002,9096.8089999999993,9395.628999999999,9331.1090000000004,8623.5689999999995]
[null,null,null,null,"９社合計",14177.159,14457.509,16024.259,18279.398999999998,18277.409,16818.069,14594.638999999999,14524.939000000002,16414.449000000001,17186.238999999998,17265.079000000002,16013.789000000001]
[null,null,null,null,"沖縄",172.5119,197.12569999999999,209.80539999999996,206.5214,204.25559999999999,201.88129999999995,182.9178,176.51339999999999,163.73860000000002,168.77359999999999,172.1285,169.6122]
[null,null,null,null,"１０社合計",14349.670900000001,14654.634700000001,16234.064399999999,18485.920399999999,18481.6646,17019.9503,14777.556799999997,14701.4524,16578.187599999997,17355.012599999998,17437.2075,16183.401200000002]
[]
[null,null,null,null,"表（別）１－９　各月別の供給予備力見通し"]
[null,null,null,null,null,null,null,null,null,null,null,null,null,null,null,null,"【万ｋＷ】"]
[null,null,null,null,null,"4月","5月","6月","7月","8月","9月","10月","11月","12月","1月","2月","3月"]
[null,null,null,null,"北海道",161.98030000000026,221.56000000000003,181.48999999999987,149.14000000000024,149.41000000000003,120.29000000000015,121.40020000000004,122.33910000000006,184.82999999999993,161.49999999999972,174.41999999999979,150.0300000000002]
[null,null,null,null,"東北",272.04969999999992,383.07000000000005,307.46000000000021,368.85999999999984,390.25,362.66,251.34980000000013,210.49089999999995,225.6,230.59000000000015,281.39000000000016,295.17999999999995]
[null,null,null,null,"東京",437.95999999999987,662.01000000000056,787.30000000000075,485.95,504.24000000000012,921.40999999999985,711.72999999999956,402.76000000000056,698.20999999999981,783.51999999999975,889.16000000000054,955.01000000000056]
[null,null,null,null,"東３社計",871.99000000000012,1266.6400000000008,1276.2500000000007,1003.95,1043.9000000000001,1404.3600000000001,1084.4799999999998,735.5900000000006,1108.6399999999999,1175.6099999999994,1344.9700000000005,1400.2200000000007]
[null,null,null,null,"中部",440.51000000000022,323.87999999999886,393.0199999999997,204.32999999999956,185.98999999999978,104.46999999999862,248.99999999999855,151.79000000000232,193.13999999999834,146.46999999999827,109.86999999999971,236.15000000000038]
[null,null,null,null,"北陸",77.180000000000021,106.67999999999992,90.85,58.920000000000073,37.059999999999853,47.980000000000018,135.67000000000007,80.630000000000024,5.2600000000000362,-7.1600000000000366,-0.22000000000007275,53.819999999999979]
[null,null,null,null,"関西",576.40899999999999,617.70900000000006,672.47900000000004,311.9590000000004,390.36899999999986,613.05900000000042,513.04899999999975,649.30900000000042,505.15900000000039,354.85900000000004,315.65899999999999,454.55900000000037]
[null,null,null,null,"中国",290.21000000000004,341.2299999999999,382.89,351.96000000000004,293.23999999999995,196.5199999999999,221.96000000000004,96.019999999999897,167.23999999999995,242.01000000000005,174.63000000000011,101.43999999999997]
[null,null,null,null,"四国",135.68,280.5,280.23000000000013,271.35999999999996,243.33,220.25999999999993,224.35999999999996,177.32,121.71999999999998,205.64000000000004,209.7,273.95]
[null,null,null,null,"九州",277.37999999999994,283.87000000000006,338.14000000000016,250.92000000000007,211.5199999999997,306.51999999999987,349.62000000000006,341.87999999999994,127.49000000000015,126.81000000000022,194.47000000000008,270.35000000000002]
[null,null,null,null,"中西６社計",1797.3690000000001,1953.8689999999988,2157.6089999999999,1449.4490000000001,1361.5089999999993,1488.8089999999988,1693.6589999999985,1496.9490000000023,1120.0089999999989,1068.6289999999985,1004.1089999999998,1390.2690000000007]
[null,null,null,null,"９社合計",2669.3590000000004,3220.5089999999996,3433.8590000000013,2453.3990000000003,2405.4089999999997,2893.168999999999,2778.1389999999983,2232.5390000000029,2228.6489999999985,2244.2389999999982,2349.0790000000002,2790.4890000000014]
[null,null,null,null,"沖縄",68.011899999999997,73.325699999999983,59.60539999999996,57.605600000000003,54.975599999999986,48.281299999999966,49.017799999999987,60.81339999999998,63.738600000000019,65.373599999999982,69.928500000000014,74.612200000000001]
[null,null,null,null,"１０社合計",2737.3709000000003,3293.8346999999994,3493.4644000000008,2511.0046000000002,2460.3845999999999,2941.4502999999986,2827.1567999999984,2293.3524000000025,2292.3875999999987,2309.6125999999981,2419.0075000000002,2865.1012000000014]
[]
[]
[null,null,null,null,"表（別）１－１０　各月別の供給予備率見通し",null,null,null,null,null,null,null,null,null,null,null,"[%]"]
[null,null,null,null,null,"4月","5月","6月","7月","8月","9月","10月","11月","12月","1月","2月","3月"]
[null,null,null,null,"北海道",0.41007670886076014,0.61715877437325917,0.50837535014005564,0.36733990147783308,0.35829736211031182,0.30764705882352977,0.3089063613231553,0.27186466666666681,0.38188016528925606,0.32364729458917779,0.35236363636363593,0.33192477876106241]
[null,null,null,null,"東北",0.25811166982922196,0.39088775510204088,0.2897832233741755,0.29089905362776014,0.29950115118956255,0.30917306052855931,0.24238167791706861,0.18098959587274288,0.17327188940092167,0.16893040293040304,0.20952345495160099,0.24195081967213108]
[null,null,null,null,"東京",0.11387415496619861,0.18043336058871642,0.18781011450381696,9.0594705443698728E-2,9.4004474272930683E-2,0.20228540065861686,0.18505720228809142,0.10058941058941073,0.15785891928555276,0.16491685960850341,0.18715217848873933,0.22116952292728129]
[null,null,null,null,"東３社計",0.16468177525967898,0.25292332268370621,0.22749554367201438,0.1426470588235294,0.14736024844720499,0.22950808955711718,0.20554965883244877,0.13095780665835866,0.17855371235303588,0.17771882086167792,0.20412353923205348,0.23375959933222051]
[null,null,null,null,"中部",0.23824229313142251,0.173383297644539,0.19218581907090451,8.2258454106280021E-2,7.487520128824468E-2,4.4626228107645716E-2,0.12556732223903103,7.8041131105399661E-2,8.7552130553036414E-2,6.2567278940622917E-2,4.6932934643314696E-2,0.11386210221793654]
[null,null,null,null,"北陸",0.19789743589743594,0.29348005502063251,0.22627646326276463,0.11903030303030318,7.4868686868686571E-2,0.10879818594104312,0.35796833773087089,0.19428915662650606,1.1073684210526392E-2,-1.3957115009746659E-2,-4.2884990253425488E-4,0.11738276990185383]
[null,null,null,null,"関西",0.31415358622193157,0.33326625303479901,0.31677375288520426,0.11406179159049373,0.14273089579524675,0.26233856818862611,0.26896408912188718,0.33497162608336795,0.21379676654816335,0.14132178414974114,0.12571047391477499,0.21173793553195472]
[null,null,null,null,"中国",0.38286279683377311,0.45558077436582101,0.46580291970802917,0.33648183556405359,0.28034416826003822,0.21040685224839389,0.28383631713554991,0.11217289719626156,0.16268482490272371,0.23292589027911456,0.16807507218479317,0.11110624315443589]
[null,null,null,null,"四国",0.39556851311953356,0.82258064516129037,0.72038560411311081,0.55154471544715433,0.49457317073170737,0.51342657342657327,0.62322222222222212,0.48184782608695648,0.26576419213973795,0.44899563318777302,0.45786026200873364,0.68316708229426437]
[null,null,null,null,"九州",0.26722543352601147,0.26932637571157503,0.28178333333333344,0.16335937500000006,0.13770833333333315,0.2315105740181268,0.30967227635075295,0.29651344319167383,8.8106427090532236E-2,8.6559726962457492E-2,0.13274402730375431,0.21802419354838709]
[null,null,null,null,"中西６社計",0.28930095930981203,0.31367298121688852,0.30909532405019768,0.16493502503413748,0.1549281975421028,0.19072867958851622,0.2589494686950537,0.22424858435449596,0.14040830909637936,0.12833301308994818,0.12058472439053679,0.19220397329019959]
[null,null,null,null,"９社合計",0.23196084394932137,0.28659864732579865,0.27273629114245784,0.15502331606217618,0.1515504662298387,0.20776946333546373,0.23510675750010565,0.18161945592398579,0.15710421689294921,0.15019669388301421,0.15748719495843391,0.21102818509751736]
[null,null,null,null,"沖縄",0.65083157894736832,0.59229159935379627,0.39684021304926742,0.422881422924901,0.40549581993569123,0.38688346354166647,0.36607766990291252,0.52561279170267916,0.63738600000000023,0.63223984526112176,0.68423189823874764,0.78539157894736844]
[null,null,null,null,"１０社合計",0.23573029460141404,0.2899298200830927,0.27419936266737838,0.15756815080924785,0.15401426298549364,0.20972364243349781,0.23657424019279677,0.18482704040102857,0.16046616920298468,0.15350955109202802,0.16107173296400368,0.21512514359940843]
[]
[]
[null,null,null,null,"表（別）１－１１　エリア間の供給力送受を考慮した供給予備率",null,null,null,null,null,null,null,null,null,null,null,"[%]"]
[null,null,null,null,null,"4月","5月","6月","7月","8月","9月","10月","11月","12月","1月","2月","3月"]
[null,null,null,null,"北海道",0.29953761214630797,0.45311977715877455,0.47554621848739465,0.29219834214662321,0.30862267306086277,0.29684782608695659,0.26066433566433594,0.20634221946683196,0.23654958677685378,0.1806012024048072,0.20834343434343383,0.25092703349282297]
[null,null,null,null,"東北",0.29953761214630797,0.29899999999999988,0.21063773082048387,0.19681348121372563,0.21977607117803624,0.29684782608695659,0.26066433566433594,0.20634221946683196,0.16500000000003234,0.15449084249087761,0.16392405063288687,0.25092703349282297]
[null,null,null,null,"東京",0.11387415496619861,0.22080007224128584,0.21063773082048387,0.13631505272385397,0.14065230943761037,0.15833091647331829,0.18029155927835028,0.1036563436563446,0.15123873873873342,0.14598735992828094,0.15716480740897928,0.19625469336670848]
[null,null,null,null,"中部",0.28930095930981203,0.22080007224128584,0.22521271393643025,0.13631505272385397,0.14065230943761037,0.15833091647331829,0.18029155927835028,0.10582203389830484,0.15123873873873342,0.14598735992828094,0.15016380387257905,0.19625469336670848]
[null,null,null,null,"北陸",0.28930095930981203,0.35364572345792228,0.34385237265469853,0.20864430022378758,0.20038295605389236,0.24404994746625638,0.18029155927835028,0.10582203389830484,0.15123873873873342,0.14598735992828094,0.15016380387257905,0.19963021913991985]
[null,null,null,null,"関西",0.28930095930981203,0.35364572345792228,0.34385237265469853,0.20864430022378758,0.20038295605389236,0.24404994746625638,0.30313775794757358,0.28616791027482952,0.15577042184372469,0.14598735992828094,0.15016380387257905,0.19963021913991985]
[null,null,null,null,"中国",0.28930095930981203,0.35364572345792228,0.34385237265469853,0.20864430022378758,0.20038295605389236,0.24404994746625638,0.30313775794757358,0.28616791027482952,0.15577042184372469,0.14598735992828094,0.15016380387257905,0.19963021913991985]
[null,null,null,null,"四国",0.28930095930981203,0.35364572345792228,0.34385237265469853,0.20864430022378758,0.3087695583180195,0.25153846153849663,0.33675000000000133,0.28616791027482952,0.15577042184372469,0.21958515283841382,0.21320960698690075,0.41511221945137189]
[null,null,null,null,"九州",0.28930095930981203,0.35364572345792228,0.34385237265469853,0.20864430022378758,0.2004827360737084,0.24414652567974648,0.30967227635075295,0.28616791027482952,0.15577042184372469,0.14619795221841855,0.15004095563138356,0.19972580645162952]
[null,null,null,null,"沖縄",0.65083157894736832,0.59229159935379627,0.39684021304926742,0.38683336489479297,0.36827170418006422,0.31433138020833312,0.36607766990291252,0.52561279170267916,0.63738600000000023,0.63223984526112176,0.68423189823874764,0.78539157894736844]
[]
[]
[null,null,null,null,"表（別）１－１２　沖縄エリアの指定断面の需給バランス",null,null,null,null,null,null,null,null,null,null,null,"【万ｋＷ】"]
[null,null,null,null,null,"4月","5月","6月","7月","8月","9月","10月","11月","12月","1月","2月","3月"]
[null,null,null,null,"需要電力",104.5,123.8,150.19999999999999,151.80000000000001,155.5,153.6,133.9,115.7,100,103.4,102.2,95]
[null,null,null,null,"供給力",172.5119,197.12569999999999,209.80539999999996,215.99339999999998,218.55459999999999,213.02529999999996,182.9178,176.51339999999999,163.73860000000002,168.77359999999999,172.1285,169.6122]
[null,null,null,null,"供給予備力",68.011899999999997,73.325699999999983,59.60539999999996,64.193399999999968,63.054599999999979,59.425299999999972,49.017799999999987,60.81339999999998,63.738600000000019,65.373599999999982,69.928500000000014,74.612200000000001]
[null,null,null,null,"供給予備率",0.65083157894736832,0.59229159935379627,0.39684021304926742,0.422881422924901,0.40549581993569123,0.38688346354166647,0.36607766990291252,0.52561279170267916,0.63738600000000023,0.63223984526112176,0.68423189823874764,0.78539157894736844]

{"sheet":"表（別）２－１～５","index":37,"n_rows":62,"n_cols":15,"rows_kept":62,"cut":false,"hidden":false,"merged":[]}
[]
[]
[]
[]
[]
[null,null,null,null,"表（別）２－１　長期の需要電力見通し（８月１５時）"]
[null,null,null,null,null,null,null,null,null,null,null,null,null,null,"【万ｋＷ】"]
[null,null,null,null,null,2022,2023,2024,2025,2026,2027,2028,2029,2030,2031]
[null,null,null,null,"北海道",417,417,417,417,416,416,416,415,415,416]
[null,null,null,null,"東北",1306,1303,1298,1293,1288,1284,1279,1273,1268,1263]
[null,null,null,null,"東京",5379,5364,5362,5359,5356,5351,5347,5342,5337,5331]
[null,null,null,null,"東３社計",7102,7084,7077,7069,7060,7051,7042,7030,7020,7010]
[null,null,null,null,"中部",2485,2484,2475,2466,2457,2448,2439,2430,2421,2412]
[null,null,null,null,"北陸",495,495,494,492,491,490,489,487,486,485]
[null,null,null,null,"関西",2739,2735,2726,2720,2709,2700,2692,2683,2675,2666]
[null,null,null,null,"中国",1047,1046,1044.5,1043,1041.5,1040,1038.5,1037,1035.5,1034]
[null,null,null,null,"四国",494,492,489,486,483,481,478,475,473,470]
[null,null,null,null,"九州",1535,1536,1533,1529,1526,1522,1518,1514,1510,1506]
[null,null,null,null,"中西６社計",8795,8788,8761.5,8736,8707.5,8681,8654.5,8626,8600.5,8573]
[null,null,null,null,"９社合計",15897,15872,15838.5,15805,15767.5,15732,15696.5,15656,15620.5,15583]
[null,null,null,null,"沖縄",147.35999999999999,149.28,156.4,157.30000000000001,158.19999999999999,159.1,160,160.9,161.80000000000001,162.80000000000001]
[null,null,null,null,"１０社合計",16044.36,16021.279999999999,15994.9,15962.3,15925.7,15891.1,15856.5,15816.9,15782.3,15745.8]
[]
[null,null,null,null,"表（別）２－２　長期の供給力見通し（８月１５時）"]
[null,null,null,null,null,null,null,null,null,null,null,null,null,null,"【万ｋＷ】"]
[null,null,null,null,null,2022,2023,2024,2025,2026,2027,2028,2029,2030,2031]
[null,null,null,null,"北海道",562.34015239320274,566.41000000000008,640.54999999999973,652.1099999999999,650.09999999999991,654.2700000000001,658.58999999999992,662.62999999999988,663.0999999999998,715.4899999999999]
[null,null,null,null,"東北",1548.9006545261441,1693.25,1636.72,1594.19,1586.5,1603.0300000000002,1623.27,1637.53,1649.5899999999997,1666.2900000000002]
[null,null,null,null,"東京",5914.2100400808722,5868.24,5823.45,6022.1600000000008,6124.47,6137.61,6118.37,6135.7899999999991,6154.44,6168.16]
[null,null,null,null,"東３社計",8025.4508470002183,8127.9,8100.7199999999993,8268.4600000000009,8361.0700000000015,8394.91,8400.23,8435.9500000000007,8467.1299999999992,8549.9399999999987]
[null,null,null,null,"中部",2705.8067984080735,2669.99,2832.1399999999985,2698.614,2709.5728000000004,2710.9473599999992,2664.8488319999992,2663.1285983999996,2661.1783180799985,2526.6999816959988]
[null,null,null,null,"北陸",579.16665393078995,532.05999999999983,561.16999999999996,580.20000000000005,555.24,564.93999999999994,545.07000000000005,549.08999999999992,546.93999999999994,547.68999999999994]
[null,null,null,null,"関西",2730.0765196286889,3125.3689999999997,3075.3020000000001,2824.13,2953.3180000000002,2957.576,2997.0040000000004,3004.3420000000001,3009.9,3018.098]
[null,null,null,null,"中国",1309.0442373309729,1339.24,1290.54,1246.07,1249.58,1249.0400000000002,1244.8800000000001,1246.81,1249.0099999999998,1254.6600000000003]
[null,null,null,null,"四国",702.81215296018695,735.33,660.3599999999999,678.12999999999988,688.74,690.25,682.03,683.2,687.1,687.37]
[null,null,null,null,"九州",1689.6297376679181,1747.5199999999998,1570.7,1588.7900000000002,1583.8200000000002,1587.8,1569.5899999999997,1573.3299999999997,1622.73,1629.65]
[null,null,null,null,"中西６社計",9716.5360999266304,10149.509,9990.2119999999977,9615.9339999999993,9740.2708000000002,9760.5533599999999,9703.4228320000002,9719.9005983999996,9776.8583180799978,9664.1679816959986]
[null,null,null,null,"９社合計",17741.986946926849,18277.409,18090.931999999997,17884.394,18101.340799999998,18155.463360000002,18103.652832,18155.8505984,18243.988318079995,18214.107981695997]
[null,null,null,null,"沖縄",206.41040000000004,204.25559999999999,215.27380000000002,207.72339999999994,210.07640000000001,208.03340000000003,220.29430000000002,208.602,220.4888,220.67359999999999]
[null,null,null,null,"１０社合計",17948.397346926846,18481.6646,18306.2058,18092.117399999999,18311.4172,18363.496760000002,18323.947131999998,18364.452598399999,18464.477118079994,18434.781581695999]
[]
[null,null,null,null,"表（別）２－３　長期の需要電力見通し（１月１８時）"]
[null,null,null,null,null,null,null,null,null,null,null,null,null,null,"【万ｋＷ】"]
[null,null,null,null,null,2022,2023,2024,2025,2026,2027,2028,2029,2030,2031]
[null,null,null,null,"北海道",499,499,498,498,498,498,497,497,497,498]
[null,null,null,null,"東北",1369,1365,1361,1356,1350,1345,1340,1334,1329,1324]
[null,null,null,null,"北陸",511,513,512,512,512,511,511,511,511,510]
[]
[null,null,null,null,"表（別）２－４　長期の供給力見通し（１月１８時）"]
[null,null,null,null,null,null,null,null,null,null,null,null,null,null,"【万ｋＷ】"]
[null,null,null,null,null,2022,2023,2024,2025,2026,2027,2028,2029,2030,2031]
[null,null,null,null,"北海道",626.97529999999995,660.49999999999977,692.19000000000017,671.22,668.85000000000014,672.82999999999993,679.15,680.68000000000006,731.44000000000017,727.8]
[null,null,null,null,"東北",1544.0846999999999,1595.5900000000001,1684.2800000000002,1641.1100000000001,1634.8300000000002,1648.5700000000004,1670.3100000000002,1684.7100000000003,1695.4300000000003,1712.3300000000004]
[null,null,null,null,"北陸",510.94999999999993,505.84,583.70000000000005,589.63,570.43000000000006,579.62999999999988,560.7700000000001,563.63,563.1400000000001,564.37]
[]
[null,null,null,null,"表（別）２－５　沖縄エリアの指定断面の需給バランス"]
[null,null,null,null,null,null,null,null,null,null,null,null,null,null,"【万ｋＷ】"]
[null,null,null,null,null,2022,2023,2024,2025,2026,2027,2028,2029,2030,2031]
[null,null,null,null,"需要電力",153.5,155.5,156.4,157.30000000000001,158.19999999999999,159.1,160,160.9,161.80000000000001,162.80000000000001]
[null,null,null,null,"供給力",220.31040000000002,218.55459999999999,215.27380000000002,207.72339999999994,210.07640000000001,208.03340000000003,220.29430000000002,208.602,220.4888,220.67359999999999]
[null,null,null,null,"供給予備力",66.81040000000003,63.054599999999979,58.873800000000031,50.423399999999944,51.876400000000011,48.933400000000027,60.294300000000021,47.701999999999998,58.688799999999993,57.873599999999989]
[null,null,null,null,"供給予備率",0.43524690553745948,0.40549581993569123,0.37643094629156026,0.32055562619198952,0.32791656131479147,0.30756379635449421,0.37683937500000014,0.29646985705407086,0.36272435105067979,0.35548894348894339]